## BOQ
CSIR RFQ No. 9544/06/11/2026 For the provision of safety systems and upgrades for a Lithium-Ion Laboratory Environment at the CSIR Campus in Stellenbosch.
﻿ | * | 240179-A | 29/08/2025 | 5:46 | ITEM | 3.5.4.1 |  | DESCRIPTION | UNIT | QTY | RATE | AMOUNT |  | CURRENCY | FOREIGN PRICE | EXCH RATE | [15 empty] | LOCAL PRICE
| * | CSIR - Lithium-Ion Labs
COUNTER | ISC | SECTION | BILL | PAGE NO | ITEM NO | DOC REF | PAY REF | DESCRIPTION | UNIT | QUANTITY | RATE | AMOUNT | EDIT DATE | FOREIGN CURRENCY CODE | FOREIGN PRICE | EXCHANGE RATE | HEADER 1 | HEADER 2 | HEADER 3 | GROUP ID | CODE | CPAP NO | DESCRIPTOR 1 NAME | DESCRIPTOR 1 VALUE | DESCRIPTOR 2 NAME | DESCRIPTOR 2 VALUE | DESCRIPTOR 3 NAME | DESCRIPTOR 3 VALUE | FOLDER SEQ | QUALITY | LOCKED
1 | 389 | 1 | 1 | 1 |  |  |  | Preliminaries | H1 |  |  | 0 | 28/08/2025 09:28:48 | [7 empty] | 0 | 0 |  | 0 |  | 0 |  | 0 | 1000000000 | 0 | OFF
2 | 390 | 1 | 1 | 1 |  |  |  | Notes | H2 |  |  |  | 28/08/2025 09:28:48 | [7 empty] | 0 | 0 |  | 0 |  | 0 |  | 0 | 1003000000 | 0 | OFF
3 | 391 | 1 | 1 | 1 |  |  |  | Note 1: Minor Works Agreement | H3 |  |  |  | 28/08/2025 09:28:48 | [7 empty] | 0 | 0 |  | 0 |  | 0 |  | 0 | 1003003000 | 0 | OFF
4 | 392 | 1 | 1 | 1 |  |  |  | The agreement entered into between the employer and the contractor is the JBCC Minor Works Agreement, Edition 6.2 - May 2018 prepared by the Joint Building Contracts Committee, as amplified and amended by: 1.1 The JBCC General Preliminaries Edition 6.2 - May 2018; 1.2 The Spoormaker & Partners Special Conditions (September 2017 Rev 4); 1.3 The Specification; 1.4 The bills of quantities; 1.5 Such other documents as are identified in the schedule to the agreement. |  |  |  |  | 28/08/2025 09:28:48 | [7 empty] | 0 | 0 |  | 0 |  | 0 |  | 0 | 1003003001 | 0 | OFF
5 | 393 | 1 | 1 | 1 |  |  |  | (The documents referred to in Note 1 above and comprising the Minor Works Agreement, the preliminaries, the bills of quantities, and such other documents as are identified in the schedule shall collectively be referred to as the agreement) |  |  |  |  | 28/08/2025 09:28:48 | [7 empty] | 0 | 0 |  | 0 |  | 0 |  | 0 | 1003003002 | 0 | OFF
6 | 394 | 1 | 1 | 1 |  |  |  | Note 2: | H3 |  |  |  | 28/08/2025 09:28:48 | [7 empty] | 0 | 0 |  | 0 |  | 0 |  | 0 | 1003006000 | 0 | OFF
7 | 395 | 1 | 1 | 1 |  |  |  | The tenderer is referred to the agreement identified in Note 1 above for the full intent and meaning of each clause thereof. These clauses are hereinafter referred to by clause number and heading only. Where standard clauses or alternatives are not applicable to this agreement such modifications / corrections as are necessary are given under each relevant clause heading. Changes to any clauses shall be identified clearly. The tenderer shall allow apposite each clause for any cost involved in complying with such clauses. |  |  |  |  | 28/08/2025 09:28:48 | [7 empty] | 0 | 0 |  | 0 |  | 0 |  | 0 | 1003006001 | 0 | OFF
8 | 396 | 1 | 1 | 1 |  |  |  | Structure of this preliminaries bill | H3 |  |  |  | 28/08/2025 09:28:48 | [7 empty] | 0 | 0 |  | 0 |  | 0 |  | 0 | 1003009000 | 0 | OFF
9 | 397 | 1 | 1 | 1 |  |  |  | Section A: A recital of the headings of the individual clauses of the aforementioned JBCC Minor Works Agreement |  |  |  |  | 28/08/2025 09:28:48 | [7 empty] | 0 | 0 |  | 0 |  | 0 |  | 0 | 1003009001 | 0 | OFF
10 | 398 | 1 | 1 | 1 |  |  |  | Section B: A recital of the headings of the individual clauses of the aforementioned JBCC Preliminaries |  |  |  |  | 28/08/2025 09:28:48 | [7 empty] | 0 | 0 |  | 0 |  | 0 |  | 0 | 1003009002 | 0 | OFF
11 | 399 | 1 | 1 | 1 |  |  |  | Section C: A recital of the headings of the individual clauses of the aforementioned Spoormaker & Partners Special Conditions |  |  |  |  | 28/08/2025 09:28:48 | [7 empty] | 0 | 0 |  | 0 |  | 0 |  | 0 | 1003009003 | 0 | OFF
12 | 400 | 1 | 1 | 1 |  |  |  | Section D: A recital of the headings of the individual clauses of the aforementioned Spoormaker & Partners Special Conditions related to Green Star clauses |  |  |  |  | 28/08/2025 09:28:48 | [7 empty] | 0 | 0 |  | 0 |  | 0 |  | 0 | 1003009004 | 0 | OFF
13 | 401 | 1 | 1 | 1 |  |  |  | Section A: Minor Works Agreement | H2 |  |  |  | 28/08/2025 09:28:48 | [7 empty] | 0 | 0 |  | 0 |  | 0 |  | 0 | 1006000000 | 0 | OFF
14 | 402 | 1 | 1 | 1 |  |  |  | Interpretation (A1-A7) | H3 |  |  |  | 28/08/2025 09:28:48 | [7 empty] | 0 | 0 |  | 0 |  | 0 |  | 0 | 1006003000 | 0 | OFF
15 | 403 | 1 | 1 | 1 | 1.1 |  |  | Clause 1.0 : Definitions and Interpretation (F................ / V:................ / T:................ ) | SUM | 1 | 0 | 0 | 28/08/2025 09:28:48 | ZAR | 0 | 0 | Preliminaries | Section A: Minor Works Agreement | Interpretation (A1-A7) | Exclude | 0 | 0 |  | 0 |  | 0 |  | 0 | 1006003003 | 0 | OFF
16 | 404 | 1 | 1 | 2 | 1.2 |  |  | Clause 2.0 : Law, Regulations and Notices (F................ / V:................ / T:................ ) | SUM | 1 | 0 | 0 | 28/08/2025 09:28:49 | ZAR | 0 | 0 | Preliminaries | Section A: Minor Works Agreement | Interpretation (A1-A7) | Exclude | 0 | 0 |  | 0 |  | 0 |  | 0 | 1006003006 | 0 | OFF
17 | 405 | 1 | 1 | 2 | 1.3 |  |  | Clause 3.0 : Offer, Acceptance and Assignment (F................ / V:................ / T:................ ) | SUM | 1 | 0 | 0 | 28/08/2025 09:28:49 | ZAR | 0 | 0 | Preliminaries | Section A: Minor Works Agreement | Interpretation (A1-A7) | Exclude | 0 | 0 |  | 0 |  | 0 |  | 0 | 1006003009 | 0 | OFF
18 | 406 | 1 | 1 | 2 | 1.4 |  |  | Clause 4.0 : Documents (F................ / V:................ / T:................ ) | SUM | 1 | 0 | 0 | 28/08/2025 09:28:49 | ZAR | 0 | 0 | Preliminaries | Section A: Minor Works Agreement | Interpretation (A1-A7) | Exclude | 0 | 0 |  | 0 |  | 0 |  | 0 | 1006003012 | 0 | OFF
19 | 407 | 1 | 1 | 2 | 1.5 |  |  | Clause 5.0 : Employer's agents (F................ / V:................ / T:................ ) | SUM | 1 | 0 | 0 | 28/08/2025 09:28:49 | ZAR | 0 | 0 | Preliminaries | Section A: Minor Works Agreement | Interpretation (A1-A7) | Exclude | 0 | 0 |  | 0 |  | 0 |  | 0 | 1006003015 | 0 | OFF
20 | 408 | 1 | 1 | 2 | 1.6 |  |  | Clause 6.0 : Principal agent (F................ / V:................ / T:................ ) | SUM | 1 | 0 | 0 | 28/08/2025 09:28:49 | ZAR | 0 | 0 | Preliminaries | Section A: Minor Works Agreement | Interpretation (A1-A7) | Exclude | 0 | 0 |  | 0 |  | 0 |  | 0 | 1006003018 | 0 | OFF
21 | 409 | 1 | 1 | 2 | 1.7 |  |  | Clause 7.0 : Design Responsibility (F................ / V:................ / T:................ ) | SUM | 1 | 0 | 0 | 28/08/2025 09:28:49 | ZAR | 0 | 0 | Preliminaries | Section A: Minor Works Agreement | Interpretation (A1-A7) | Exclude | 0 | 0 |  | 0 |  | 0 |  | 0 | 1006003021 | 0 | OFF
22 | 410 | 1 | 1 | 2 |  |  |  | Insurances and securities (A8-A9) | H3 |  |  |  | 28/08/2025 09:28:49 | [7 empty] | 0 | 0 |  | 0 |  | 0 |  | 0 | 1006006000 | 0 | OFF
23 | 411 | 1 | 1 | 2 | 1.8 |  |  | Clause 8.0 - Risks, indemnities and insurances (F................ / V:................ / T:................ ) | SUM | 1 | 0 | 0 | 28/08/2025 09:28:49 | ZAR | 0 | 0 | Preliminaries | Section A: Minor Works Agreement | Insurances and securities (A8-A9) | Exclude | 0 | 0 |  | 0 |  | 0 |  | 0 | 1006006003 | 0 | OFF
24 | 412 | 1 | 1 | 2 | 1.9 |  |  | Clause 9.0 - Securities (F................ / V:................ / T:................ ) | SUM | 1 | 0 | 0 | 28/08/2025 09:28:49 | ZAR | 0 | 0 | Preliminaries | Section A: Minor Works Agreement | Insurances and securities (A8-A9) | Exclude | 0 | 0 |  | 0 |  | 0 |  | 0 | 1006006006 | 0 | OFF
25 | 413 | 1 | 1 | 2 |  |  |  | Execution (A10-A14) | H3 |  |  |  | 28/08/2025 09:28:49 | [7 empty] | 0 | 0 |  | 0 |  | 0 |  | 0 | 1006009000 | 0 | OFF
26 | 414 | 1 | 1 | 2 | 1.1 |  |  | Clause 10.0 : Obligations of the Employer (F................ / V:................ / T:................ ) | SUM | 1 | 0 | 0 | 28/08/2025 09:28:49 | ZAR | 0 | 0 | Preliminaries | Section A: Minor Works Agreement | Execution (A10-A14) | Exclude | 0 | 0 |  | 0 |  | 0 |  | 0 | 1006009003 | 0 | OFF
27 | 415 | 1 | 1 | 2 | 1.11 |  |  | Clause 11.0 : Obligations of the Contractor (F................ / V:................ / T:................ ) | SUM | 1 | 0 | 0 | 28/08/2025 09:28:49 | ZAR | 0 | 0 | Preliminaries | Section A: Minor Works Agreement | Execution (A10-A14) | Exclude | 0 | 0 |  | 0 |  | 0 |  | 0 | 1006009006 | 0 | OFF
28 | 416 | 1 | 1 | 2 | 1.12 |  |  | Clause 12.0 : Setting Out (F................ / V:................ / T:................ ) | SUM | 1 | 0 | 0 | 28/08/2025 09:28:49 | ZAR | 0 | 0 | Preliminaries | Section A: Minor Works Agreement | Execution (A10-A14) | Exclude | 0 | 0 |  | 0 |  | 0 |  | 0 | 1006009009 | 0 | OFF
29 | 417 | 1 | 1 | 2 | 1.13 |  |  | Clause 13.0 : Direct Contractors (F................ / V:................ / T:................ ) | SUM | 1 | 0 | 0 | 28/08/2025 09:28:49 | ZAR | 0 | 0 | Preliminaries | Section A: Minor Works Agreement | Execution (A10-A14) | Exclude | 0 | 0 |  | 0 |  | 0 |  | 0 | 1006009012 | 0 | OFF
30 | 418 | 1 | 1 | 2 | 1.14 |  |  | Clause 14.0 : Contract Instructions (F................ / V:................ / T:................ ) | SUM | 1 | 0 | 0 | 28/08/2025 09:28:49 | ZAR | 0 | 0 | Preliminaries | Section A: Minor Works Agreement | Execution (A10-A14) | Exclude | 0 | 0 |  | 0 |  | 0 |  | 0 | 1006009015 | 0 | OFF
31 | 419 | 1 | 1 | 2 |  |  |  | Completion (A15-A18) | H3 |  |  |  | 28/08/2025 09:28:49 | [7 empty] | 0 | 0 |  | 0 |  | 0 |  | 0 | 1006012000 | 0 | OFF
32 | 420 | 1 | 1 | 2 | 1.15 |  |  | Clause 15.0 : Practical Completion (F................ / V:................ / T:................ ) | SUM | 1 | 0 | 0 | 28/08/2025 09:28:49 | ZAR | 0 | 0 | Preliminaries | Section A: Minor Works Agreement | Completion (A15-A18) | Exclude | 0 | 0 |  | 0 |  | 0 |  | 0 | 1006012003 | 0 | OFF
33 | 421 | 1 | 1 | 3 | 1.16 |  |  | Clause 16.0 : Defects Liability Period and Final Completion (F................ / V:................ / T:................ ) | SUM | 1 | 0 | 0 | 28/08/2025 09:28:49 | ZAR | 0 | 0 | Preliminaries | Section A: Minor Works Agreement | Completion (A15-A18) | Exclude | 0 | 0 |  | 0 |  | 0 |  | 0 | 1006012006 | 0 | OFF
34 | 422 | 1 | 1 | 3 | 1.17 |  |  | Clause 17.0 : Revision of the Date for Practical Completion (F................ / V:................ / T:................ ) | SUM | 1 | 0 | 0 | 28/08/2025 09:28:50 | ZAR | 0 | 0 | Preliminaries | Section A: Minor Works Agreement | Completion (A15-A18) | Exclude | 0 | 0 |  | 0 |  | 0 |  | 0 | 1006012009 | 0 | OFF
35 | 423 | 1 | 1 | 3 | 1.18 |  |  | Clause 18.0 : Penalty for late or non-completion (F................ / V:................ / T:................ ) | SUM | 1 | 0 | 0 | 28/08/2025 09:28:50 | ZAR | 0 | 0 | Preliminaries | Section A: Minor Works Agreement | Completion (A15-A18) | Exclude | 0 | 0 |  | 0 |  | 0 |  | 0 | 1006012012 | 0 | OFF
36 | 424 | 1 | 1 | 3 |  |  |  | Payment (A19-A20) | H3 |  |  |  | 28/08/2025 09:28:50 | [7 empty] | 0 | 0 |  | 0 |  | 0 |  | 0 | 1006015000 | 0 | OFF
37 | 425 | 1 | 1 | 3 | 1.19 |  |  | Clause 19.0 : Payment (F................ / V:................ / T:................ ) | SUM | 1 | 0 | 0 | 28/08/2025 09:28:50 | ZAR | 0 | 0 | Preliminaries | Section A: Minor Works Agreement | Payment (A19-A20) | Exclude | 0 | 0 |  | 0 |  | 0 |  | 0 | 1006015003 | 0 | OFF
38 | 426 | 1 | 1 | 3 | 1.2 |  |  | Clause 20.0 : Adjustments to the Contract Value and Final Account (F................ / V:................ / T:................ ) | SUM | 1 | 0 | 0 | 28/08/2025 09:28:50 | ZAR | 0 | 0 | Preliminaries | Section A: Minor Works Agreement | Payment (A19-A20) | Exclude | 0 | 0 |  | 0 |  | 0 |  | 0 | 1006015006 | 0 | OFF
39 | 427 | 1 | 1 | 3 |  |  |  | Suspension and Termination (A21) | H3 |  |  |  | 28/08/2025 09:28:50 | [7 empty] | 0 | 0 |  | 0 |  | 0 |  | 0 | 1006018000 | 0 | OFF
40 | 428 | 1 | 1 | 3 | 1.21 |  |  | Clause 21.0 : Suspension or Termination (F................ / V:................ / T:................ ) | SUM | 1 | 0 | 0 | 28/08/2025 09:28:50 | ZAR | 0 | 0 | Preliminaries | Section A: Minor Works Agreement | Suspension and Termination (A21) | Exclude | 0 | 0 |  | 0 |  | 0 |  | 0 | 1006018003 | 0 | OFF
41 | 429 | 1 | 1 | 3 |  |  |  | Dispute Resolution (A22) | H3 |  |  |  | 28/08/2025 09:28:50 | [7 empty] | 0 | 0 |  | 0 |  | 0 |  | 0 | 1006021000 | 0 | OFF
42 | 430 | 1 | 1 | 3 | 1.22 |  |  | Clause 22.0 : Dispute Resolution (F................ / V:................ / T:................ ) | SUM | 1 | 0 | 0 | 28/08/2025 09:28:50 | ZAR | 0 | 0 | Preliminaries | Section A: Minor Works Agreement | Dispute Resolution (A22) | Exclude | 0 | 0 |  | 0 |  | 0 |  | 0 | 1006021003 | 0 | OFF
43 | 431 | 1 | 1 | 3 |  |  |  | Subtotals for the JBCC Minor Works Agreement | H3 |  |  |  | 28/08/2025 09:28:50 | [7 empty] | 0 | 0 |  | 0 |  | 0 |  | 0 | 1006024000 | 0 | OFF
44 | 432 | 1 | 1 | 3 |  | Manual |  | Category : Fixed R........................................ Category : Value R........................................ Category : Time R........................................ |  |  |  |  | 28/08/2025 09:28:50 | [7 empty] | 0 | 0 |  | 0 |  | 0 |  | 0 | 1006024001 | 0 | OFF
45 | 434 | 1 | 1 | 4 |  |  |  | Section B: JBCC Preliminaries | H2 |  |  |  | 28/08/2025 09:28:50 | [7 empty] | 0 | 0 |  | 0 |  | 0 |  | 0 | 1009000000 | 0 | OFF
46 | 435 | 1 | 1 | 4 |  |  |  | Definitions and Interpretation (B1) | H3 |  |  |  | 28/08/2025 09:28:50 | [7 empty] | 0 | 0 |  | 0 |  | 0 |  | 0 | 1009003000 | 0 | OFF
47 | 436 | 1 | 1 | 4 | 1.23 |  |  | Clause 1.1 - Definitions (F................ / V:................ / T:................ ) | SUM | 1 | 0 | 0 | 28/08/2025 09:28:50 | ZAR | 0 | 0 | Preliminaries | Section B: JBCC Preliminaries | Definitions and Interpretation (B1) | Exclude | 0 | 0 |  | 0 |  | 0 |  | 0 | 1009003003 | 0 | OFF
48 | 437 | 1 | 1 | 4 | 1.24 |  |  | Clause 1.2 - Interpretation (F................ / V:................ / T:................ ) | SUM | 1 | 0 | 0 | 28/08/2025 09:28:50 | ZAR | 0 | 0 | Preliminaries | Section B: JBCC Preliminaries | Definitions and Interpretation (B1) | Exclude | 0 | 0 |  | 0 |  | 0 |  | 0 | 1009003006 | 0 | OFF
49 | 438 | 1 | 1 | 4 |  |  |  | Documents (B2) | H3 |  |  |  | 28/08/2025 09:28:50 | [7 empty] | 0 | 0 |  | 0 |  | 0 |  | 0 | 1009006000 | 0 | OFF
50 | 439 | 1 | 1 | 4 | 1.25 |  |  | Clause 2.1 - Checking of documents (F................ / V:................ / T:................ ) | SUM | 1 | 0 | 0 | 28/08/2025 09:28:50 | ZAR | 0 | 0 | Preliminaries | Section B: JBCC Preliminaries | Documents (B2) | Exclude | 0 | 0 |  | 0 |  | 0 |  | 0 | 1009006003 | 0 | OFF
51 | 440 | 1 | 1 | 4 | 1.26 |  |  | Clause 2.2 - Provisional bills of quantities (F................ / V:................ / T:................ ) | SUM | 1 | 0 | 0 | 28/08/2025 09:28:51 | ZAR | 0 | 0 | Preliminaries | Section B: JBCC Preliminaries | Documents (B2) | Exclude | 0 | 0 |  | 0 |  | 0 |  | 0 | 1009006006 | 0 | OFF
52 | 441 | 1 | 1 | 4 | 1.27 |  |  | Clause 2.3 - Availability of construction information (F................ / V:................ / T:................ ) | SUM | 1 | 0 | 0 | 28/08/2025 09:28:51 | ZAR | 0 | 0 | Preliminaries | Section B: JBCC Preliminaries | Documents (B2) | Exclude | 0 | 0 |  | 0 |  | 0 |  | 0 | 1009006009 | 0 | OFF
53 | 442 | 1 | 1 | 4 | 1.28 |  |  | Clause 2.4 - Ordering of materials and goods (F................ / V:................ / T:................ ) | SUM | 1 | 0 | 0 | 28/08/2025 09:28:51 | ZAR | 0 | 0 | Preliminaries | Section B: JBCC Preliminaries | Documents (B2) | Exclude | 0 | 0 |  | 0 |  | 0 |  | 0 | 1009006012 | 0 | OFF
54 | 443 | 1 | 1 | 4 |  |  |  | Previous work and adjoining properties (B3) | H3 |  |  |  | 28/08/2025 09:28:51 | [7 empty] | 0 | 0 |  | 0 |  | 0 |  | 0 | 1009009000 | 0 | OFF
55 | 444 | 1 | 1 | 4 | 1.29 |  |  | Clause 3.1 - Previous work - dimensional accuracy (F................ / V:................ / T:................ ) | SUM | 1 | 0 | 0 | 28/08/2025 09:28:51 | ZAR | 0 | 0 | Preliminaries | Section B: JBCC Preliminaries | Previous work and adjoining properties (B3) | Exclude | 0 | 0 |  | 0 |  | 0 |  | 0 | 1009009003 | 0 | OFF
56 | 445 | 1 | 1 | 4 | 1.3 |  |  | Clause 3.2 - Previous work - defects (F................ / V:................ / T:................ ) | SUM | 1 | 0 | 0 | 28/08/2025 09:28:51 | ZAR | 0 | 0 | Preliminaries | Section B: JBCC Preliminaries | Previous work and adjoining properties (B3) | Exclude | 0 | 0 |  | 0 |  | 0 |  | 0 | 1009009006 | 0 | OFF
57 | 446 | 1 | 1 | 4 | 1.31 |  |  | Clause 3.3 - Inspection of adjoining properties (F................ / V:................ / T:................ ) | SUM | 1 | 0 | 0 | 28/08/2025 09:28:51 | ZAR | 0 | 0 | Preliminaries | Section B: JBCC Preliminaries | Previous work and adjoining properties (B3) | Exclude | 0 | 0 |  | 0 |  | 0 |  | 0 | 1009009009 | 0 | OFF
58 | 447 | 1 | 1 | 4 |  |  |  | The site (B4) | H3 |  |  |  | 28/08/2025 09:28:51 | [7 empty] | 0 | 0 |  | 0 |  | 0 |  | 0 | 1009012000 | 0 | OFF
59 | 448 | 1 | 1 | 4 | 1.32 |  |  | Clause 4.1 - Handover of site in stages (F................ / V:................ / T:................ ) | SUM | 1 | 0 | 0 | 28/08/2025 09:28:51 | ZAR | 0 | 0 | Preliminaries | Section B: JBCC Preliminaries | The site (B4) | Exclude | 0 | 0 |  | 0 |  | 0 |  | 0 | 1009012003 | 0 | OFF
60 | 449 | 1 | 1 | 4 | 1.33 |  |  | Clause 4.2 - Enclosure of the works (F................ / V:................ / T:................ ) | SUM | 1 | 0 | 0 | 28/08/2025 09:28:51 | ZAR | 0 | 0 | Preliminaries | Section B: JBCC Preliminaries | The site (B4) | Exclude | 0 | 0 |  | 0 |  | 0 |  | 0 | 1009012006 | 0 | OFF
61 | 450 | 1 | 1 | 4 | 1.34 |  |  | Clause 4.3 - Geotechnical and other investigations (F................ / V:................ / T:................ ) | SUM | 1 | 0 | 0 | 28/08/2025 09:28:51 | ZAR | 0 | 0 | Preliminaries | Section B: JBCC Preliminaries | The site (B4) | Exclude | 0 | 0 |  | 0 |  | 0 |  | 0 | 1009012009 | 0 | OFF
62 | 451 | 1 | 1 | 4 | 1.35 |  |  | Clause 4.4 - Encroachments (F................ / V:................ / T:................ ) | SUM | 1 | 0 | 0 | 28/08/2025 09:28:51 | ZAR | 0 | 0 | Preliminaries | Section B: JBCC Preliminaries | The site (B4) | Exclude | 0 | 0 |  | 0 |  | 0 |  | 0 | 1009012012 | 0 | OFF
63 | 452 | 1 | 1 | 5 | 1.36 |  |  | Clause 4.5 - Existing premises occupied (F................ / V:................ / T:................ ) | SUM | 1 | 0 | 0 | 28/08/2025 09:28:51 | ZAR | 0 | 0 | Preliminaries | Section B: JBCC Preliminaries | The site (B4) | Exclude | 0 | 0 |  | 0 |  | 0 |  | 0 | 1009012015 | 0 | OFF
64 | 453 | 1 | 1 | 5 | 1.37 |  |  | Clause 4.6 - Services - known (F................ / V:................ / T:................ ) | SUM | 1 | 0 | 0 | 28/08/2025 09:28:51 | ZAR | 0 | 0 | Preliminaries | Section B: JBCC Preliminaries | The site (B4) | Exclude | 0 | 0 |  | 0 |  | 0 |  | 0 | 1009012018 | 0 | OFF
65 | 454 | 1 | 1 | 5 |  |  |  | Management of contract (B5) | H3 |  |  |  | 28/08/2025 09:28:51 | [7 empty] | 0 | 0 |  | 0 |  | 0 |  | 0 | 1009015000 | 0 | OFF
66 | 455 | 1 | 1 | 5 | 1.38 |  |  | Clause 5.1 - Management of the works (F................ / V:................ / T:................ ) | SUM | 1 | 0 | 0 | 28/08/2025 09:28:51 | ZAR | 0 | 0 | Preliminaries | Section B: JBCC Preliminaries | Management of contract (B5) | Exclude | 0 | 0 |  | 0 |  | 0 |  | 0 | 1009015003 | 0 | OFF
67 | 456 | 1 | 1 | 5 | 1.39 |  |  | Clause 5.2 - Progress meetings (F................ / V:................ / T:................ ) | SUM | 1 | 0 | 0 | 28/08/2025 09:28:51 | ZAR | 0 | 0 | Preliminaries | Section B: JBCC Preliminaries | Management of contract (B5) | Exclude | 0 | 0 |  | 0 |  | 0 |  | 0 | 1009015006 | 0 | OFF
68 | 457 | 1 | 1 | 5 | 1.4 |  |  | Clause 5.3 - Technical meetings (F................ / V:................ / T:................ ) | SUM | 1 | 0 | 0 | 28/08/2025 09:28:51 | ZAR | 0 | 0 | Preliminaries | Section B: JBCC Preliminaries | Management of contract (B5) | Exclude | 0 | 0 |  | 0 |  | 0 |  | 0 | 1009015009 | 0 | OFF
69 | 458 | 1 | 1 | 5 |  |  |  | Samples, shop drawings, etc (B6) | H3 |  |  |  | 28/08/2025 09:28:51 | [7 empty] | 0 | 0 |  | 0 |  | 0 |  | 0 | 1009018000 | 0 | OFF
70 | 459 | 1 | 1 | 5 | 1.41 |  |  | Clause 6.1 - Samples of materials (F................ / V:................ / T:................ ) | SUM | 1 | 0 | 0 | 28/08/2025 09:28:52 | ZAR | 0 | 0 | Preliminaries | Section B: JBCC Preliminaries | Samples, shop drawings, etc (B6) | Exclude | 0 | 0 |  | 0 |  | 0 |  | 0 | 1009018003 | 0 | OFF
71 | 460 | 1 | 1 | 5 | 1.42 |  |  | Clause 6.2 - Workmanship samples (F................ / V:................ / T:................ ) | SUM | 1 | 0 | 0 | 28/08/2025 09:28:52 | ZAR | 0 | 0 | Preliminaries | Section B: JBCC Preliminaries | Samples, shop drawings, etc (B6) | Exclude | 0 | 0 |  | 0 |  | 0 |  | 0 | 1009018006 | 0 | OFF
72 | 461 | 1 | 1 | 5 | 1.43 |  |  | Clause 6.3 - Shop drawings (F................ / V:................ / T:................ ) | SUM | 1 | 0 | 0 | 28/08/2025 09:28:52 | ZAR | 0 | 0 | Preliminaries | Section B: JBCC Preliminaries | Samples, shop drawings, etc (B6) | Exclude | 0 | 0 |  | 0 |  | 0 |  | 0 | 1009018009 | 0 | OFF
73 | 462 | 1 | 1 | 5 | 1.44 |  |  | Clause 6.4 - Compliance with manufacturer's instructions (F................ / V:................ / T:................ ) | SUM | 1 | 0 | 0 | 28/08/2025 09:28:52 | ZAR | 0 | 0 | Preliminaries | Section B: JBCC Preliminaries | Samples, shop drawings, etc (B6) | Exclude | 0 | 0 |  | 0 |  | 0 |  | 0 | 1009018012 | 0 | OFF
74 | 463 | 1 | 1 | 5 |  |  |  | Deposits and fees (B7) | H3 |  |  |  | 28/08/2025 09:28:52 | [7 empty] | 0 | 0 |  | 0 |  | 0 |  | 0 | 1009021000 | 0 | OFF
75 | 464 | 1 | 1 | 5 | 1.45 |  |  | Clause 7.1 - Deposits and fees (F................ / V:................ / T:................ ) | SUM | 1 | 0 | 0 | 28/08/2025 09:28:52 | ZAR | 0 | 0 | Preliminaries | Section B: JBCC Preliminaries | Deposits and fees (B7) | Exclude | 0 | 0 |  | 0 |  | 0 |  | 0 | 1009021003 | 0 | OFF
76 | 465 | 1 | 1 | 5 |  |  |  | Temporary services (B8) | H3 |  |  |  | 28/08/2025 09:28:52 | [7 empty] | 0 | 0 |  | 0 |  | 0 |  | 0 | 1009024000 | 0 | OFF
77 | 466 | 1 | 1 | 5 | 1.46 |  |  | Clause 8.1 - Water (F................ / V:................ / T:................ ) | SUM | 1 | 0 | 0 | 28/08/2025 09:28:52 | ZAR | 0 | 0 | Preliminaries | Section B: JBCC Preliminaries | Temporary services (B8) | Exclude | 0 | 0 |  | 0 |  | 0 |  | 0 | 1009024003 | 0 | OFF
78 | 467 | 1 | 1 | 5 | 1.47 |  |  | Clause 8.2 - Electricity (F................ / V:................ / T:................ ) | SUM | 1 | 0 | 0 | 28/08/2025 09:28:52 | ZAR | 0 | 0 | Preliminaries | Section B: JBCC Preliminaries | Temporary services (B8) | Exclude | 0 | 0 |  | 0 |  | 0 |  | 0 | 1009024006 | 0 | OFF
79 | 468 | 1 | 1 | 5 | 1.48 |  |  | Clause 8.3 - Ablution and welfare facilities (F................ / V:................ / T:................ ) | SUM | 1 | 0 | 0 | 28/08/2025 09:28:52 | ZAR | 0 | 0 | Preliminaries | Section B: JBCC Preliminaries | Temporary services (B8) | Exclude | 0 | 0 |  | 0 |  | 0 |  | 0 | 1009024009 | 0 | OFF
80 | 469 | 1 | 1 | 6 | 1.49 |  |  | Clause 8.4 - Communication facilities (F................ / V:................ / T:................ ) | SUM | 1 | 0 | 0 | 28/08/2025 09:28:52 | ZAR | 0 | 0 | Preliminaries | Section B: JBCC Preliminaries | Temporary services (B8) | Exclude | 0 | 0 |  | 0 |  | 0 |  | 0 | 1009024012 | 0 | OFF
81 | 470 | 1 | 1 | 6 |  |  |  | Prime cost amounts (B9) | H3 |  |  |  | 28/08/2025 09:28:52 | [7 empty] | 0 | 0 |  | 0 |  | 0 |  | 0 | 1009027000 | 0 | OFF
82 | 471 | 1 | 1 | 6 | 1.5 |  |  | Clause 9.1 - Responsibility for prime cost amounts (F................ / V:................ / T:................ ) | SUM | 1 | 0 | 0 | 28/08/2025 09:28:52 | ZAR | 0 | 0 | Preliminaries | Section B: JBCC Preliminaries | Prime cost amounts (B9) | Exclude | 0 | 0 |  | 0 |  | 0 |  | 0 | 1009027003 | 0 | OFF
83 | 472 | 1 | 1 | 6 |  |  |  | Attendance on subcontractors (B10) | H3 |  |  |  | 28/08/2025 09:28:52 | [7 empty] | 0 | 0 |  | 0 |  | 0 |  | 0 | 1009030000 | 0 | OFF
84 | 473 | 1 | 1 | 6 | 1.51 |  |  | Clause 10.1 - General attendance (F................ / V:................ / T:................ ) | SUM | 1 | 0 | 0 | 28/08/2025 09:28:52 | ZAR | 0 | 0 | Preliminaries | Section B: JBCC Preliminaries | Attendance on subcontractors (B10) | Exclude | 0 | 0 |  | 0 |  | 0 |  | 0 | 1009030003 | 0 | OFF
85 | 474 | 1 | 1 | 6 | 1.52 |  |  | Clause 10.2 - Special attendance (F................ / V:................ / T:................ ) | SUM | 1 | 0 | 0 | 28/08/2025 09:28:52 | ZAR | 0 | 0 | Preliminaries | Section B: JBCC Preliminaries | Attendance on subcontractors (B10) | Exclude | 0 | 0 |  | 0 |  | 0 |  | 0 | 1009030006 | 0 | OFF
86 | 475 | 1 | 1 | 6 |  |  |  | General (B11) | H3 |  |  |  | 28/08/2025 09:28:52 | [7 empty] | 0 | 0 |  | 0 |  | 0 |  | 0 | 1009033000 | 0 | OFF
87 | 476 | 1 | 1 | 6 | 1.53 |  |  | Clause 11.1 - Protection of the works (F................ / V:................ / T:................ ) | SUM | 1 | 0 | 0 | 28/08/2025 09:28:52 | ZAR | 0 | 0 | Preliminaries | Section B: JBCC Preliminaries | General (B11) | Exclude | 0 | 0 |  | 0 |  | 0 |  | 0 | 1009033003 | 0 | OFF
88 | 477 | 1 | 1 | 6 | 1.54 |  |  | Clause 11.2 - Protection/isolation of existing works and works occupied in sections (F................ / V:................ / T:................ ) | SUM | 1 | 0 | 0 | 28/08/2025 09:28:52 | ZAR | 0 | 0 | Preliminaries | Section B: JBCC Preliminaries | General (B11) | Exclude | 0 | 0 |  | 0 |  | 0 |  | 0 | 1009033006 | 0 | OFF
89 | 478 | 1 | 1 | 6 | 1.55 |  |  | Clause 11.3 - Security of the works (F................ / V:................ / T:................ ) | SUM | 1 | 0 | 0 | 28/08/2025 09:28:53 | ZAR | 0 | 0 | Preliminaries | Section B: JBCC Preliminaries | General (B11) | Exclude | 0 | 0 |  | 0 |  | 0 |  | 0 | 1009033009 | 0 | OFF
90 | 479 | 1 | 1 | 6 | 1.56 |  |  | Clause 11.4 - Notice before covering work (F................ / V:................ / T:................ ) | SUM | 1 | 0 | 0 | 28/08/2025 09:28:53 | ZAR | 0 | 0 | Preliminaries | Section B: JBCC Preliminaries | General (B11) | Exclude | 0 | 0 |  | 0 |  | 0 |  | 0 | 1009033012 | 0 | OFF
91 | 480 | 1 | 1 | 6 | 1.57 |  |  | Clause 11.5 - Disturbance (F................ / V:................ / T:................ ) | SUM | 1 | 0 | 0 | 28/08/2025 09:28:53 | ZAR | 0 | 0 | Preliminaries | Section B: JBCC Preliminaries | General (B11) | Exclude | 0 | 0 |  | 0 |  | 0 |  | 0 | 1009033015 | 0 | OFF
92 | 481 | 1 | 1 | 6 | 1.58 |  |  | Clause 11.6 - Environmental disturbance (F................ / V:................ / T:................ ) | SUM | 1 | 0 | 0 | 28/08/2025 09:28:53 | ZAR | 0 | 0 | Preliminaries | Section B: JBCC Preliminaries | General (B11) | Exclude | 0 | 0 |  | 0 |  | 0 |  | 0 | 1009033018 | 0 | OFF
93 | 482 | 1 | 1 | 6 | 1.59 |  |  | Clause 11.7 - Works cleaning and clearing (F................ / V:................ / T:................ ) | SUM | 1 | 0 | 0 | 28/08/2025 09:28:53 | ZAR | 0 | 0 | Preliminaries | Section B: JBCC Preliminaries | General (B11) | Exclude | 0 | 0 |  | 0 |  | 0 |  | 0 | 1009033021 | 0 | OFF
94 | 483 | 1 | 1 | 6 | 1.6 |  |  | Clause 11.8 - Vermin (F................ / V:................ / T:................ ) | SUM | 1 | 0 | 0 | 28/08/2025 09:28:53 | ZAR | 0 | 0 | Preliminaries | Section B: JBCC Preliminaries | General (B11) | Exclude | 0 | 0 |  | 0 |  | 0 |  | 0 | 1009033024 | 0 | OFF
95 | 484 | 1 | 1 | 6 | 1.61 |  |  | Clause 11.9 - Overhand work (F................ / V:................ / T:................ ) | SUM | 1 | 0 | 0 | 28/08/2025 09:28:53 | ZAR | 0 | 0 | Preliminaries | Section B: JBCC Preliminaries | General (B11) | Exclude | 0 | 0 |  | 0 |  | 0 |  | 0 | 1009033027 | 0 | OFF
96 | 485 | 1 | 1 | 6 | 1.62 |  |  | Clause 11.10 - Tenant installations by direct contractors (F................ / V:................ / T:................ ) | SUM | 1 | 0 | 0 | 28/08/2025 09:28:53 | ZAR | 0 | 0 | Preliminaries | Section B: JBCC Preliminaries | General (B11) | Exclude | 0 | 0 |  | 0 |  | 0 |  | 0 | 1009033030 | 0 | OFF
97 | 486 | 1 | 1 | 7 | 1.63 |  |  | Clause 11.11 - Advertising (F................ / V:................ / T:................ ) | SUM | 1 | 0 | 0 | 28/08/2025 09:28:53 | ZAR | 0 | 0 | Preliminaries | Section B: JBCC Preliminaries | General (B11) | Exclude | 0 | 0 |  | 0 |  | 0 |  | 0 | 1009033033 | 0 | OFF
98 | 487 | 1 | 1 | 7 |  |  |  | Subtotals for the JBCC Preliminaries | H3 |  |  |  | 28/08/2025 09:28:53 | [5 empty] | Subtotals for the JBCC Preliminaries |  | 0 | 0 |  | 0 |  | 0 |  | 0 | 1009036000 | 0 | OFF
99 | 488 | 1 | 1 | 7 |  | Manual |  | Category : Fixed R........................................ Category : Value R........................................ Category : Time R........................................ |  |  |  |  | 28/08/2025 09:28:53 | [7 empty] | 0 | 0 |  | 0 |  | 0 |  | 0 | 1009036001 | 0 | OFF
100 | 490 | 1 | 1 | 8 |  |  |  | Section C: Special Conditions of Contract Agreement | H2 |  |  |  | 28/08/2025 09:28:53 | [7 empty] | 0 | 0 |  | 0 |  | 0 |  | 0 | 1012000000 | 0 | OFF
101 | 491 | 1 | 1 | 8 |  |  |  | Refer to Part C1.5 "Special Contract Conditions" within of the tender document |  |  |  |  | 29/08/2025 02:25:02 | [7 empty] | 0 | 0 |  | 0 |  | 0 |  | 0 | 1012000001 | 0 | OFF
102 | 492 | 1 | 1 | 8 |  |  |  | Section 01: Definitions and Abbreviations (C1.1 - C1.2) | H3 |  |  |  | 28/08/2025 09:28:53 | [7 empty] | 0 | 0 |  | 0 |  | 0 |  | 0 | 1012003000 | 0 | OFF
103 | 493 | 1 | 1 | 8 | 1.64 |  |  | Clause 01: Definitions (F................ / V:................ / T:................ ) | SUM | 1 | 0 | 0 | 28/08/2025 09:28:53 | ZAR | 0 | 0 | Preliminaries | Section C: Special Conditions of Contract Agreement | Section 01: Definitions and Abbreviations (C1.1 - C1.2) | Exclude | 0 | 0 |  | 0 |  | 0 |  | 0 | 1012003003 | 0 | OFF
104 | 494 | 1 | 1 | 8 | 1.65 |  |  | Clause 02: Abbreviations (F................ / V:................ / T:................ ) | SUM | 1 | 0 | 0 | 28/08/2025 09:28:53 | ZAR | 0 | 0 | Preliminaries | Section C: Special Conditions of Contract Agreement | Section 01: Definitions and Abbreviations (C1.1 - C1.2) | Exclude | 0 | 0 |  | 0 |  | 0 |  | 0 | 1012003006 | 0 | OFF
105 | 495 | 1 | 1 | 8 |  |  |  | Section 02: General (C2.1) | H3 |  |  |  | 28/08/2025 09:28:53 | [5 empty] | Section 02: Genera l (C2.1) |  | 0 | 0 |  | 0 |  | 0 |  | 0 | 1012006000 | 0 | OFF
106 | 496 | 1 | 1 | 8 | 1.66 |  |  | Clause 01: General (F................ / V:................ / T:................ ) | SUM | 1 | 0 | 0 | 28/08/2025 09:28:53 | ZAR | 0 | 0 | Preliminaries | Section C: Special Conditions of Contract Agreement | Section 02: Genera l (C2.1) | Exclude | 0 | 0 |  | 0 |  | 0 |  | 0 | 1012006003 | 0 | OFF
107 | 497 | 1 | 1 | 8 |  |  |  | Section 03: Drawings and Submissions (C3.1 - C3.3) | H3 |  |  |  | 28/08/2025 09:28:53 | [7 empty] | 0 | 0 |  | 0 |  | 0 |  | 0 | 1012009000 | 0 | OFF
108 | 498 | 1 | 1 | 8 | 1.67 |  |  | Clause 01: Engineer's Drawings (F................ / V:................ / T:................ ) | SUM | 1 | 0 | 0 | 28/08/2025 09:28:53 | ZAR | 0 | 0 | Preliminaries | Section C: Special Conditions of Contract Agreement | Section 03: Drawings and Submissions (C3.1 - C3.3) | Exclude | 0 | 0 |  | 0 |  | 0 |  | 0 | 1012009003 | 0 | OFF
109 | 499 | 1 | 1 | 8 | 1.68 |  |  | Clause 02: Subcontractor's Drawing, Equipment Selection, Sample Submissions and Design Responsibility (F................ / V:................ / T:................ ) | SUM | 1 | 0 | 0 | 28/08/2025 09:28:54 | ZAR | 0 | 0 | Preliminaries | Section C: Special Conditions of Contract Agreement | Section 03: Drawings and Submissions (C3.1 - C3.3) | Exclude | 0 | 0 |  | 0 |  | 0 |  | 0 | 1012009006 | 0 | OFF
110 | 500 | 1 | 1 | 8 | 1.69 |  |  | Clause 03: Submission Procedures (F................ / V:................ / T:................ ) | SUM | 1 | 0 | 0 | 28/08/2025 09:28:54 | ZAR | 0 | 0 | Preliminaries | Section C: Special Conditions of Contract Agreement | Section 03: Drawings and Submissions (C3.1 - C3.3) | Exclude | 0 | 0 |  | 0 |  | 0 |  | 0 | 1012009009 | 0 | OFF
111 | 501 | 1 | 1 | 8 |  |  |  | Section 04: Work provided by others (C4.1) | H3 |  |  |  | 28/08/2025 09:28:54 | [7 empty] | 0 | 0 |  | 0 |  | 0 |  | 0 | 1012012000 | 0 | OFF
112 | 502 | 1 | 1 | 8 | 1.7 |  |  | Clause 01: General (F................ / V:................ / T:................ ) | SUM | 1 | 0 | 0 | 28/08/2025 09:28:54 | ZAR | 0 | 0 | Preliminaries | Section C: Special Conditions of Contract Agreement | Section 04: Work provided by others (C4.1) | Exclude | 0 | 0 |  | 0 |  | 0 |  | 0 | 1012012003 | 0 | OFF
113 | 503 | 1 | 1 | 8 |  |  |  | Section 05: Compliance with Regulations and Standards (C5.1) | H3 |  |  |  | 28/08/2025 09:28:54 | [7 empty] | 0 | 0 |  | 0 |  | 0 |  | 0 | 1012015000 | 0 | OFF
114 | 504 | 1 | 1 | 8 | 1.71 |  |  | Clause 01: General (F................ / V:................ / T:................ ) | SUM | 1 | 0 | 0 | 28/08/2025 09:28:54 | ZAR | 0 | 0 | Preliminaries | Section C: Special Conditions of Contract Agreement | Section 05: Compliance with Regulations and Standards (C5.1) | Exclude | 0 | 0 |  | 0 |  | 0 |  | 0 | 1012015003 | 0 | OFF
115 | 505 | 1 | 1 | 8 | 1.72 |  |  | Clause 02: Material and Workmanship (F................ / V:................ / T:................ ) | SUM | 1 | 0 | 0 | 28/08/2025 09:28:54 | ZAR | 0 | 0 | Preliminaries | Section C: Special Conditions of Contract Agreement | Section 05: Compliance with Regulations and Standards (C5.1) | Exclude | 0 | 0 |  | 0 |  | 0 |  | 0 | 1012015006 | 0 | OFF
116 | 506 | 1 | 1 | 8 |  |  |  | Section 06: Safety (C6.1 - C6.2) | H3 |  |  |  | 28/08/2025 09:28:54 | [7 empty] | 0 | 0 |  | 0 |  | 0 |  | 0 | 1012018000 | 0 | OFF
117 | 507 | 1 | 1 | 8 | 1.73 |  |  | Clause 01: General (F................ / V:................ / T:................ ) | SUM | 1 | 0 | 0 | 28/08/2025 09:28:54 | ZAR | 0 | 0 | Preliminaries | Section C: Special Conditions of Contract Agreement | Section 06: Safety (C6.1 - C6.2) | Exclude | 0 | 0 |  | 0 |  | 0 |  | 0 | 1012018003 | 0 | OFF
118 | 508 | 1 | 1 | 9 | 1.74 |  |  | Clause 02: Fire Hazard (F................ / V:................ / T:................ ) | SUM | 1 | 0 | 0 | 28/08/2025 09:28:54 | ZAR | 0 | 0 | Preliminaries | Section C: Special Conditions of Contract Agreement | Section 06: Safety (C6.1 - C6.2) | Exclude | 0 | 0 |  | 0 |  | 0 |  | 0 | 1012018006 | 0 | OFF
119 | 509 | 1 | 1 | 9 |  |  |  | Section 07: Hoisting and Rigging (C7.1 - C7.2) | H3 |  |  |  | 28/08/2025 09:28:54 | [7 empty] | 0 | 0 |  | 0 |  | 0 |  | 0 | 1012021000 | 0 | OFF
120 | 510 | 1 | 1 | 9 | 1.75 |  |  | Clause 01: Hoisting (F................ / V:................ / T:................ ) | SUM | 1 | 0 | 0 | 28/08/2025 09:28:54 | ZAR | 0 | 0 | Preliminaries | Section C: Special Conditions of Contract Agreement | Section 07: Hoisting and Rigging (C7.1 - C7.2) | Exclude | 0 | 0 |  | 0 |  | 0 |  | 0 | 1012021003 | 0 | OFF
121 | 511 | 1 | 1 | 9 | 1.76 |  |  | Clause 02: Rigging (F................ / V:................ / T:................ ) | SUM | 1 | 0 | 0 | 28/08/2025 09:28:54 | ZAR | 0 | 0 | Preliminaries | Section C: Special Conditions of Contract Agreement | Section 07: Hoisting and Rigging (C7.1 - C7.2) | Exclude | 0 | 0 |  | 0 |  | 0 |  | 0 | 1012021006 | 0 | OFF
122 | 512 | 1 | 1 | 9 |  |  |  | Section 08: Financial (C8.1) | H3 |  |  |  | 28/08/2025 09:28:54 | [5 empty] | Section 08: Materials and Workmanship (C8.1) |  | 0 | 0 |  | 0 |  | 0 |  | 0 | 1012024000 | 0 | OFF
123 | 513 | 1 | 1 | 9 | 1.77 |  |  | Clause 01: Payment for Materials and Goods on/off Site (F................ / V:................ / T:................ ) | SUM | 1 | 0 | 0 | 28/08/2025 09:28:54 | ZAR | 0 | 0 | Preliminaries | Section C: Special Conditions of Contract Agreement | Section 08: Materials and Workmanship (C8.1) | Exclude | 0 | 0 |  | 0 |  | 0 |  | 0 | 1012024003 | 0 | OFF
124 | 514 | 1 | 1 | 9 |  |  |  | Section 09: Programming (C9.1) | H3 |  |  |  | 28/08/2025 09:28:54 | [7 empty] | 0 | 0 |  | 0 |  | 0 |  | 0 | 1012027000 | 0 | OFF
125 | 515 | 1 | 1 | 9 | 1.78 |  |  | Clause 01: Programming (F................ / V:................ / T:................ ) | SUM | 1 | 0 | 0 | 28/08/2025 09:28:54 | ZAR | 0 | 0 | Preliminaries | Section C: Special Conditions of Contract Agreement | Section 09: Programming (C9.1) | Exclude | 0 | 0 |  | 0 |  | 0 |  | 0 | 1012027003 | 0 | OFF
126 | 516 | 1 | 1 | 9 |  |  |  | Section 10: Contract Management (C10.1) | H3 |  |  |  | 28/08/2025 09:28:54 | [7 empty] | 0 | 0 |  | 0 |  | 0 |  | 0 | 1012030000 | 0 | OFF
127 | 517 | 1 | 1 | 9 | 1.79 |  |  | Clause 01: Contract Management (F................ / V:................ / T:................ ) | SUM | 1 | 0 | 0 | 28/08/2025 09:28:54 | ZAR | 0 | 0 | Preliminaries | Section C: Special Conditions of Contract Agreement | Section 10: Contract Management (C10.1) | Exclude | 0 | 0 |  | 0 |  | 0 |  | 0 | 1012030003 | 0 | OFF
128 | 518 | 1 | 1 | 9 |  |  |  | Section 11: Organisation and Staff of Contractor (C11.1 - C11.2) | H3 |  |  |  | 28/08/2025 09:28:54 | [7 empty] | 0 | 0 |  | 0 |  | 0 |  | 0 | 1012033000 | 0 | OFF
129 | 519 | 1 | 1 | 9 | 1.8 |  |  | Clause 01: Organsation and Staff of Contractor (F................ / V:................ / T:................ ) | SUM | 1 | 0 | 0 | 28/08/2025 09:28:54 | ZAR | 0 | 0 | Preliminaries | Section C: Special Conditions of Contract Agreement | Section 11: Organisation and Staff of Contractor (C11.1 - C11.2) | Exclude | 0 | 0 |  | 0 |  | 0 |  | 0 | 1012033003 | 0 | OFF
130 | 520 | 1 | 1 | 9 | 1.81 |  |  | Clause 02: Duties (F................ / V:................ / T:................ ) | SUM | 1 | 0 | 0 | 28/08/2025 09:28:54 | ZAR | 0 | 0 | Preliminaries | Section C: Special Conditions of Contract Agreement | Section 11: Organisation and Staff of Contractor (C11.1 - C11.2) | Exclude | 0 | 0 |  | 0 |  | 0 |  | 0 | 1012033006 | 0 | OFF
131 | 521 | 1 | 1 | 9 |  |  |  | Section 12: Protection against Damage (C12.1) | H3 |  |  |  | 28/08/2025 09:28:55 | [7 empty] | 0 | 0 |  | 0 |  | 0 |  | 0 | 1012036000 | 0 | OFF
132 | 522 | 1 | 1 | 9 | 1.82 |  |  | Clause 01: General (F................ / V:................ / T:................ ) | SUM | 1 | 0 | 0 | 28/08/2025 09:28:55 | ZAR | 0 | 0 | Preliminaries | Section C: Special Conditions of Contract Agreement | Section 12: Protection against Damage (C12.1) | Exclude | 0 | 0 |  | 0 |  | 0 |  | 0 | 1012036003 | 0 | OFF
133 | 523 | 1 | 1 | 9 |  |  |  | Section 13: Access to Equipment and Systems (C13.1) | H3 |  |  |  | 28/08/2025 09:28:55 | [7 empty] | 0 | 0 |  | 0 |  | 0 |  | 0 | 1012039000 | 0 | OFF
134 | 524 | 1 | 1 | 9 | 1.83 |  |  | Clause 01: General (F................ / V:................ / T:................ ) | SUM | 1 | 0 | 0 | 28/08/2025 09:28:55 | ZAR | 0 | 0 | Preliminaries | Section C: Special Conditions of Contract Agreement | Section 13: Access to Equipment and Systems (C13.1) | Exclude | 0 | 0 |  | 0 |  | 0 |  | 0 | 1012039003 | 0 | OFF
135 | 525 | 1 | 1 | 9 |  |  |  | Section 14: Cleaning and Start-up (C14.1 - C14.2) | H3 |  |  |  | 28/08/2025 09:28:55 | [7 empty] | 0 | 0 |  | 0 |  | 0 |  | 0 | 1012042000 | 0 | OFF
136 | 526 | 1 | 1 | 9 | 1.84 |  |  | Clause 01: General (F................ / V:................ / T:................ ) | SUM | 1 | 0 | 0 | 28/08/2025 09:28:55 | ZAR | 0 | 0 | Preliminaries | Section C: Special Conditions of Contract Agreement | Section 14: Cleaning and Start-up (C14.1 - C14.2) | Exclude | 0 | 0 |  | 0 |  | 0 |  | 0 | 1012042003 | 0 | OFF
137 | 527 | 1 | 1 | 10 | 1.85 |  |  | Clause 02: Pre-Start Procedure (F................ / V:................ / T:................ ) | SUM | 1 | 0 | 0 | 28/08/2025 09:28:55 | ZAR | 0 | 0 | Preliminaries | Section C: Special Conditions of Contract Agreement | Section 14: Cleaning and Start-up (C14.1 - C14.2) | Exclude | 0 | 0 |  | 0 |  | 0 |  | 0 | 1012042006 | 0 | OFF
138 | 528 | 1 | 1 | 10 |  |  |  | Section 15: Testing, Balancing, Commissioning, Operating of Plant and Handover (C15.1 - C15.2) | H3 |  |  |  | 28/08/2025 09:28:55 | [7 empty] | 0 | 0 |  | 0 |  | 0 |  | 0 | 1012045000 | 0 | OFF
139 | 529 | 1 | 1 | 10 | 1.86 |  |  | Clause 01: General (F................ / V:................ / T:................ ) | SUM | 1 | 0 | 0 | 28/08/2025 09:28:55 | ZAR | 0 | 0 | Preliminaries | Section C: Special Conditions of Contract Agreement | Section 15: Testing, Balancing, Commissioning, Operating of Plant and Handover (C15.1 - C15.2) | Exclude | 0 | 0 |  | 0 |  | 0 |  | 0 | 1012045003 | 0 | OFF
140 | 530 | 1 | 1 | 10 | 1.87 |  |  | Clause 02: Green Star (F................ / V:................ / T:................ ) | SUM | 1 | 0 | 0 | 28/08/2025 09:28:55 | ZAR | 0 | 0 | Preliminaries | Section C: Special Conditions of Contract Agreement | Section 15: Testing, Balancing, Commissioning, Operating of Plant and Handover (C15.1 - C15.2) | Exclude | 0 | 0 |  | 0 |  | 0 |  | 0 | 1012045006 | 0 | OFF
141 | 531 | 1 | 1 | 10 |  |  |  | Section 16: Guarantee (D16.1) | H3 |  |  |  | 28/08/2025 09:28:55 | [7 empty] | 0 | 0 |  | 0 |  | 0 |  | 0 | 1012048000 | 0 | OFF
142 | 532 | 1 | 1 | 10 | 1.88 |  |  | Clause 01: General (F................ / V:................ / T:................ ) | SUM | 1 | 0 | 0 | 28/08/2025 09:28:55 | ZAR | 0 | 0 | Preliminaries | Section C: Special Conditions of Contract Agreement | Section 16: Guarantee (D16.1) | Exclude | 0 | 0 |  | 0 |  | 0 |  | 0 | 1012048003 | 0 | OFF
143 | 533 | 1 | 1 | 10 |  |  |  | Section 17: Quality Management System - Testing - Inspection (C17.1) | H3 |  |  |  | 28/08/2025 09:28:55 | [7 empty] | 0 | 0 |  | 0 |  | 0 |  | 0 | 1012051000 | 0 | OFF
144 | 534 | 1 | 1 | 10 | 1.89 |  |  | Clause 01: General (F................ / V:................ / T:................ ) | SUM | 1 | 0 | 0 | 28/08/2025 09:28:55 | ZAR | 0 | 0 | Preliminaries | Section C: Special Conditions of Contract Agreement | Section 17: Quality Management System - Testing - Inspection (C17.1) | Exclude | 0 | 0 |  | 0 |  | 0 |  | 0 | 1012051003 | 0 | OFF
145 | 535 | 1 | 1 | 10 |  |  |  | Section 18: Operating and Maintenance Manuals (C18.1 - C18.5) | H3 |  |  |  | 28/08/2025 09:28:55 | [7 empty] | 0 | 0 |  | 0 |  | 0 |  | 0 | 1012054000 | 0 | OFF
146 | 536 | 1 | 1 | 10 | 1.9 |  |  | Clause 01: Plantroom Instructions (F................ / V:................ / T:................ ) | SUM | 1 | 0 | 0 | 28/08/2025 09:28:55 | ZAR | 0 | 0 | Preliminaries | Section C: Special Conditions of Contract Agreement | Section 18: Operating and Maintenance Manuals (C18.1 - C18.5) | Exclude | 0 | 0 |  | 0 |  | 0 |  | 0 | 1012054003 | 0 | OFF
147 | 537 | 1 | 1 | 10 | 1.91 |  |  | Clause 02: Operating and Maintenance Manuals (F................ / V:................ / T:................ ) | SUM | 1 | 0 | 0 | 28/08/2025 09:28:55 | ZAR | 0 | 0 | Preliminaries | Section C: Special Conditions of Contract Agreement | Section 18: Operating and Maintenance Manuals (C18.1 - C18.5) | Exclude | 0 | 0 |  | 0 |  | 0 |  | 0 | 1012054006 | 0 | OFF
148 | 538 | 1 | 1 | 10 | 1.92 |  |  | Clause 03: Part I - Systems Operation (F................ / V:................ / T:................ ) | SUM | 1 | 0 | 0 | 28/08/2025 09:28:55 | ZAR | 0 | 0 | Preliminaries | Section C: Special Conditions of Contract Agreement | Section 18: Operating and Maintenance Manuals (C18.1 - C18.5) | Exclude | 0 | 0 |  | 0 |  | 0 |  | 0 | 1012054009 | 0 | OFF
149 | 539 | 1 | 1 | 10 | 1.93 |  |  | Clause 04: Part II - Equipment (F................ / V:................ / T:................ ) | SUM | 1 | 0 | 0 | 28/08/2025 09:28:55 | ZAR | 0 | 0 | Preliminaries | Section C: Special Conditions of Contract Agreement | Section 18: Operating and Maintenance Manuals (C18.1 - C18.5) | Exclude | 0 | 0 |  | 0 |  | 0 |  | 0 | 1012054012 | 0 | OFF
150 | 540 | 1 | 1 | 10 | 1.94 |  |  | Clause 05: Part III - As built Drawings (F................ / V:................ / T:................ ) | SUM | 1 | 0 | 0 | 28/08/2025 09:28:56 | ZAR | 0 | 0 | Preliminaries | Section C: Special Conditions of Contract Agreement | Section 18: Operating and Maintenance Manuals (C18.1 - C18.5) | Exclude | 0 | 0 |  | 0 |  | 0 |  | 0 | 1012054015 | 0 | OFF
151 | 541 | 1 | 1 | 10 |  |  |  | Section 19: One Year's Maintenance (C19.1) | H3 |  |  |  | 28/08/2025 09:28:56 | [7 empty] | 0 | 0 |  | 0 |  | 0 |  | 0 | 1012057000 | 0 | OFF
152 | 542 | 1 | 1 | 10 | 1.95 |  |  | Clause 01: General (F................ / V:................ / T:................ ) | SUM | 1 | 0 | 0 | 28/08/2025 09:28:56 | ZAR | 0 | 0 | Preliminaries | Section C: Special Conditions of Contract Agreement | Section 19: One Year's Maintenance (C19.1) | Exclude | 0 | 0 |  | 0 |  | 0 |  | 0 | 1012057003 | 0 | OFF
153 | 543 | 1 | 1 | 10 |  |  |  | Section 20: Special Attendance (C20.1) | H3 |  |  |  | 28/08/2025 09:28:56 | [7 empty] | 0 | 0 |  | 0 |  | 0 |  | 0 | 1012060000 | 0 | OFF
154 | 544 | 1 | 1 | 10 | 1.96 |  |  | Clause 01: General (F................ / V:................ / T:................ ) | SUM | 1 | 0 | 0 | 28/08/2025 09:28:56 | ZAR | 0 | 0 | Preliminaries | Section C: Special Conditions of Contract Agreement | Section 20: Special Attendance (C20.1) | Exclude | 0 | 0 |  | 0 |  | 0 |  | 0 | 1012060003 | 0 | OFF
155 | 545 | 1 | 1 | 11 |  |  |  | Section 21: Pre-start Up (C21.1 - C21.5) | H3 |  |  |  | 28/08/2025 09:28:56 | [7 empty] | 0 | 0 |  | 0 |  | 0 |  | 0 | 1012063000 | 0 | OFF
156 | 546 | 1 | 1 | 11 | 1.97 |  |  | Clause 01: General (F................ / V:................ / T:................ ) | SUM | 1 | 0 | 0 | 28/08/2025 09:28:56 | ZAR | 0 | 0 | Preliminaries | Section C: Special Conditions of Contract Agreement | Section 21: Pre-start Up (C21.1 - C21.5) | Exclude | 0 | 0 |  | 0 |  | 0 |  | 0 | 1012063003 | 0 | OFF
157 | 547 | 1 | 1 | 11 | 1.98 |  |  | Clause 02: Ducting and Airways (F................ / V:................ / T:................ ) | SUM | 1 | 0 | 0 | 28/08/2025 09:28:56 | ZAR | 0 | 0 | Preliminaries | Section C: Special Conditions of Contract Agreement | Section 21: Pre-start Up (C21.1 - C21.5) | Exclude | 0 | 0 |  | 0 |  | 0 |  | 0 | 1012063006 | 0 | OFF
158 | 548 | 1 | 1 | 11 | 1.99 |  |  | Clause 03: Visual check for air tightness (F................ / V:................ / T:................ ) | SUM | 1 | 0 | 0 | 28/08/2025 09:28:56 | ZAR | 0 | 0 | Preliminaries | Section C: Special Conditions of Contract Agreement | Section 21: Pre-start Up (C21.1 - C21.5) | Exclude | 0 | 0 |  | 0 |  | 0 |  | 0 | 1012063009 | 0 | OFF
159 | 549 | 1 | 1 | 11 | 1.1 |  |  | Clause 04: Fans (F................ / V:................ / T:................ ) | SUM | 1 | 0 | 0 | 28/08/2025 09:28:56 | ZAR | 0 | 0 | Preliminaries | Section C: Special Conditions of Contract Agreement | Section 21: Pre-start Up (C21.1 - C21.5) | Exclude | 0 | 0 |  | 0 |  | 0 |  | 0 | 1012063012 | 0 | OFF
160 | 550 | 1 | 1 | 11 | 1.101 |  |  | Clause 05: Electrical (F................ / V:................ / T:................ ) | SUM | 1 | 0 | 0 | 28/08/2025 09:28:56 | ZAR | 0 | 0 | Preliminaries | Section C: Special Conditions of Contract Agreement | Section 21: Pre-start Up (C21.1 - C21.5) | Exclude | 0 | 0 |  | 0 |  | 0 |  | 0 | 1012063015 | 0 | OFF
161 | 551 | 1 | 1 | 11 |  |  |  | Section 22: Completion of Subcontract Work (C22.1) | H3 |  |  |  | 28/08/2025 09:28:56 | [5 empty] | Section 22: Completion of Contract Work (C22.1) |  | 0 | 0 |  | 0 |  | 0 |  | 0 | 1012066000 | 0 | OFF
162 | 552 | 1 | 1 | 11 | 1.102 |  |  | Clause 01: General (F................ / V:................ / T:................ ) | SUM | 1 | 0 | 0 | 28/08/2025 09:28:56 | ZAR | 0 | 0 | Preliminaries | Section C: Special Conditions of Contract Agreement | Section 22: Completion of Contract Work (C22.1) | Exclude | 0 | 0 |  | 0 |  | 0 |  | 0 | 1012066003 | 0 | OFF
163 | 553 | 1 | 1 | 11 |  |  |  | Subtotals for the Special Conditions of Contract | H3 |  |  |  | 28/08/2025 09:28:56 | [7 empty] | 0 | 0 |  | 0 |  | 0 |  | 0 | 1012069000 | 0 | OFF
164 | 554 | 1 | 1 | 11 |  | Manual |  | Category : Fixed R........................................ Category : Value R........................................ Category : Time R........................................ |  |  |  |  | 28/08/2025 09:28:56 | [7 empty] | 0 | 0 |  | 0 |  | 0 |  | 0 | 1012069001 | 0 | OFF
165 | 556 | 1 | 1 | 12 |  |  |  | Section D: Special Conditions of Contract Agreement | H2 |  |  |  | 28/08/2025 09:28:56 | [7 empty] | 0 | 0 |  | 0 |  | 0 |  | 0 | 1015000000 | 0 | OFF
166 | 557 | 1 | 1 | 12 |  |  |  | Refer to Part C1.5 "Special Contract Conditions" within of the tender document |  |  |  |  | 29/08/2025 02:25:16 | [7 empty] | 0 | 0 |  | 0 |  | 0 |  | 0 | 1015000001 | 0 | OFF
167 | 558 | 1 | 1 | 12 |  |  |  | Green Star Clauses (D23 - D25) | H3 |  |  |  | 28/08/2025 09:28:57 | [7 empty] | 0 | 0 |  | 0 |  | 0 |  | 0 | 1015003000 | 0 | OFF
168 | 559 | 1 | 1 | 12 | 1.103 |  |  | Section 23: Building Tuning (F................ / V:................ / T:................ ) | SUM | 1 | 0 | 0 | 28/08/2025 09:28:57 | ZAR | 0 | 0 | Preliminaries | Section D: Special Conditions of Contract Agreement | Green Star Clauses | Building Tuning | 0 | 190 | Contract Value | 0 | Exclude | 0 | Exclude | 0 | 1015003003 | 0 | OFF
169 | 560 | 1 | 1 | 12 | 1.104 |  |  | Section 24: Environmental Management (F................ / V:................ / T:................ ) | SUM | 1 | 0 | 0 | 28/08/2025 09:28:57 | ZAR | 0 | 0 | Preliminaries | Section D: Special Conditions of Contract Agreement | Green Star Clauses | Environmental | 0 | 190 | Contract Value | 0 | Exclude | 0 | Exclude | 0 | 1015003006 | 0 | OFF
170 | 561 | 1 | 1 | 12 | 1.105 |  |  | Section 25: Waste Management (F................ / V:................ / T:................ ) | SUM | 1 | 0 | 0 | 28/08/2025 09:28:57 | ZAR | 0 | 0 | Preliminaries | Section D: Special Conditions of Contract Agreement | Green Star Clauses | Waste | 0 | 190 | Contract Value | 0 | Exclude | 0 | Exclude | 0 | 1015003009 | 0 | OFF
171 | 562 | 1 | 1 | 12 | 1.106 |  |  | Section 26: Air Tightness Testing (F................ / V:................ / T:................ ) | SUM | 1 | 0 | 0 | 28/08/2025 09:28:57 | ZAR | 0 | 0 | Preliminaries | Section D: Special Conditions of Contract Agreement | Green Star Clauses | Air Tightness | 0 | 190 | Construction Area | 0 | Exclude | 0 | Exclude | 0 | 1015003012 | 0 | OFF
172 | 563 | 1 | 1 | 12 |  |  |  | Subtotals for the Special Conditions of Contract (Green Star Clauses) | H3 |  |  |  | 28/08/2025 09:28:57 | [7 empty] | 0 | 0 |  | 0 |  | 0 |  | 0 | 1015006000 | 0 | OFF
173 | 564 | 1 | 1 | 12 |  | Manual |  | Category : Fixed R........................................ Category : Value R........................................ Category : Time R........................................ |  |  |  |  | 28/08/2025 09:28:57 | [7 empty] | 0 | 0 |  | 0 |  | 0 |  | 0 | 1015006001 | 0 | OFF
174 | 566 | 1 | 1 | 13 |  |  |  | Summary of Categories | H3 |  |  |  | 28/08/2025 09:28:57 | [7 empty] | 0 | 0 |  | 0 |  | 0 |  | 0 | 1015009000 | 0 | OFF
175 | 567 | 1 | 1 | 13 |  |  |  | Category : Fixed R........................................ Category : Value R........................................ Category : Time R........................................ |  |  |  |  | 28/08/2025 09:28:57 | [6 empty] | Exclude | 0 | 0 |  | 0 |  | 0 |  | 0 | 1015009003 | 0 | OFF
176 | 568 | 1 | 1 | 13 | 1.107 |  |  | Total preliminaries cost excl. Green Star | SUM | 1 | 0 | 0 | 28/08/2025 09:28:57 | ZAR | 0 | 0 | Preliminaries | Preliminaries | Preliminaries | Preliminaries | 0 | 190 | Contract Value | 0 | Exclude | 0 | Exclude | 0 | 1015009006 | 0 | OFF
[5 empty] | 1.08 |  |  | Compilation, submission, and continuous maintenance of the project Health and Safety (H&S) file in accordance with the Occupational Health and Safety Act and project specifications. | SUM | 1 | 0 | 0 | 28/08/2025 09:28:57 | ZAR | 0 | 0 | Preliminaries | Preliminaries | Preliminaries | Preliminaries | 0 | 190 | Contract Value | 0 | Exclude | 0 | Exclude | 0 | 1015009006 | 0 | OFF
178 | 315 | 1 | 2 | 14 |  |  |  | Ducting | H1 |  |  | 0 | 28/08/2025 09:25:55 |  |  |  | Ducting |  |  |  | 0 | 0 |  | 0 |  | 0 |  | 0 | 3000000000 | 0 | OFF
179 | 316 | 1 | 2 | 14 |  |  |  | Galvanised sheet metal ducting and fittings including supports and fixings | H2 |  |  |  | 28/08/2025 09:25:55 |  |  |  | Ducting | Galvanised sheet metal ducting and fittings including supports and fixings |  |  | 0 | 0 |  | 0 |  | 0 |  | 0 | 3003000000 | 0 | OFF
180 | 317 | 1 | 2 | 14 |  |  |  | Galvanised sheet metal ducting supported in single volume space | H3 |  |  |  | 28/08/2025 09:25:55 |  |  |  | Ducting | Galvanised sheet metal ducting and fittings including supports and fixings | Galvanised sheet metal ducting supported in single volume space |  | 0 | 0 |  | 0 |  | 0 |  | 0 | 3003003000 | 0 | OFF
181 | 318 | 1 | 2 | 14 | 2.1 |  |  | GSM category 1 (≤ 750mm with semiperimeter < 1150mm) | m2 | 56 | 0 | 0 | 28/08/2025 09:25:55 | ZAR | 0 | 0 | Ducting | Galvanised sheet metal ducting and fittings including supports and fixings | Galvanised sheet metal ducting supported in single volume space | Rectangle | 0 | 171 | Duct Category (1 to 5) | 1 |  | 0 |  | 0 | 3003003003 | 0 | OFF
182 | 319 | 1 | 2 | 14 | 2.2 |  |  | GSM category 4 (from 1351mm to 2100mm) | m2 | 8 | 0 | 0 | 28/08/2025 09:25:55 | ZAR | 0 | 0 | Ducting | Galvanised sheet metal ducting and fittings including supports and fixings | Galvanised sheet metal ducting supported in single volume space | Rectangle | 0 | 171 | Duct Category (1 to 5) | 4 |  | 0 |  | 0 | 3003003003 | 0 | OFF
183 | 320 | 1 | 2 | 14 |  |  |  | Extra over for fittings (bends, transformations, stop ends, shoes, square to rounds, take-offs, offsets) | H2 |  |  |  | 28/08/2025 09:25:55 |  |  |  | Ducting | Extra over for fittings (bends, transformations, stop ends, shoes, square to rounds, take-offs, offsets) |  |  | 0 | 0 |  | 0 |  | 0 |  | 0 | 3030000000 | 0 | OFF
184 | 321 | 1 | 2 | 14 |  |  |  | Galvanised sheet metal ducting bends | H3 |  |  |  | 28/08/2025 09:25:55 |  |  |  | Ducting | Extra over for fittings (bends, transformations, stop ends, shoes, square to rounds, take-offs, offsets) | Galvanised sheet metal ducting bends |  | 0 | 0 |  | 0 |  | 0 |  | 0 | 3030003000 | 0 | OFF
185 | 322 | 1 | 2 | 14 | 2.3 |  |  | GSM duct bend, category 1 | No | 5 | 0 | 0 | 28/08/2025 09:25:55 | ZAR | 0 | 0 | Ducting | Extra over for fittings (bends, transformations, stop ends, shoes, square to rounds, take-offs, offsets) | Galvanised sheet metal ducting bends | Rectangle | 0 | 171 | Duct Category (1 to 5) | 1 |  | 0 |  | 0 | 3030003003 | 0 | OFF
186 | 323 | 1 | 2 | 14 |  |  |  | Galvanised sheet metal ducting transformations & offsets (Largest size) | H3 |  |  |  | 28/08/2025 09:25:55 |  |  |  | Ducting | Extra over for fittings (bends, transformations, stop ends, shoes, square to rounds, take-offs, offsets) | Galvanised sheet metal ducting transformations & offsets (Largest size) |  | 0 | 0 |  | 0 |  | 0 |  | 0 | 3030006000 | 0 | OFF
187 | 324 | 1 | 2 | 14 | 2.4 |  |  | GSM duct transformation, category 1 | No | 6 | 0 | 0 | 28/08/2025 09:25:55 | ZAR | 0 | 0 | Ducting | Extra over for fittings (bends, transformations, stop ends, shoes, square to rounds, take-offs, offsets) | Galvanised sheet metal ducting transformations & offsets (Largest size) | Rectangle | 0 | 171 | Duct Category (1 to 5) | 1 |  | 0 |  | 0 | 3030006003 | 0 | OFF
188 | 325 | 1 | 2 | 14 | 2.5 |  |  | GSM duct transformation, category 4 | No | 2 | 0 | 0 | 28/08/2025 09:25:55 | ZAR | 0 | 0 | Ducting | Extra over for fittings (bends, transformations, stop ends, shoes, square to rounds, take-offs, offsets) | Galvanised sheet metal ducting transformations & offsets (Largest size) | Rectangle | 0 | 171 | Duct Category (1 to 5) | 4 |  | 0 |  | 0 | 3030006003 | 0 | OFF
189 | 326 | 1 | 2 | 14 |  |  |  | Galvanised sheet metal ducting shoe pieces | H3 |  |  |  | 28/08/2025 09:25:55 |  |  |  | Ducting | Extra over for fittings (bends, transformations, stop ends, shoes, square to rounds, take-offs, offsets) | Galvanised sheet metal ducting shoe pieces |  | 0 | 0 |  | 0 |  | 0 |  | 0 | 3030009000 | 0 | OFF
190 | 327 | 1 | 2 | 14 | 2.6 |  |  | GSM duct shoe piece, category 1 | No | 2 | 0 | 0 | 28/08/2025 09:25:55 | ZAR | 0 | 0 | Ducting | Extra over for fittings (bends, transformations, stop ends, shoes, square to rounds, take-offs, offsets) | Galvanised sheet metal ducting shoe pieces | Rectangle | 0 | 171 | Duct Category (1 to 5) | 1 |  | 0 |  | 0 | 3030009003 | 0 | OFF
191 | 328 | 1 | 2 | 14 |  |  |  | Galvanised sheet metal ducting stop ends | H3 |  |  |  | 28/08/2025 09:25:55 |  |  |  | Ducting | Extra over for fittings (bends, transformations, stop ends, shoes, square to rounds, take-offs, offsets) | Galvanised sheet metal ducting stop ends |  | 0 | 0 |  | 0 |  | 0 |  | 0 | 3030012000 | 0 | OFF
192 | 329 | 1 | 2 | 14 | 2.7 |  |  | GSM duct stop end, category 1 | No | 1 | 0 | 0 | 28/08/2025 09:25:55 | ZAR | 0 | 0 | Ducting | Extra over for fittings (bends, transformations, stop ends, shoes, square to rounds, take-offs, offsets) | Galvanised sheet metal ducting stop ends | Rectangle | 0 | 171 | Duct Category (1 to 5) | 1 |  | 0 |  | 0 | 3030012003 | 0 | OFF
193 | 330 | 1 | 2 | 14 |  |  |  | Galvanised sheet metal ducting rectangular to round transforms | H3 |  |  |  | 28/08/2025 09:25:55 |  |  |  | Ducting | Extra over for fittings (bends, transformations, stop ends, shoes, square to rounds, take-offs, offsets) | Galvanised sheet metal ducting rectangular to round transforms |  | 0 | 0 |  | 0 |  | 0 |  | 0 | 3030027000 | 0 | OFF
194 | 331 | 1 | 2 | 14 | 2.8 |  |  | GSM rectangular to round transformation, category 1 | No | 4 | 0 | 0 | 28/08/2025 09:25:55 | ZAR | 0 | 0 | Ducting | Extra over for fittings (bends, transformations, stop ends, shoes, square to rounds, take-offs, offsets) | Galvanised sheet metal ducting rectangular to round transforms | Rectangle | 0 | 171 | Duct Category (1 to 5) | 1 |  | 0 |  | 0 | 3030027003 | 0 | OFF
195 | 332 | 1 | 2 | 14 |  |  |  | Canvas duct collars | H2 |  |  |  | 28/08/2025 09:25:55 |  |  |  | Ducting | Canvas duct collars |  |  | 0 | 0 |  | 0 |  | 0 |  | 0 | 3036000000 | 0 | OFF
196 | 333 | 1 | 2 | 14 |  |  |  | Standard Duct Collars | H3 |  |  |  | 28/08/2025 09:25:55 |  |  |  | Ducting | Canvas duct collars | Standard Duct Collars |  | 0 | 0 |  | 0 |  | 0 |  | 0 | 3036003000 | 0 | OFF
197 | 334 | 1 | 2 | 14 | 2.9 |  |  | Flexible canvas collars, round, Ø500mm | No | 2 | 0 | 0 | 28/08/2025 09:25:55 | ZAR | 0 | 0 | Ducting | Canvas duct collars | Standard Duct Collars | Round | 0 | 170 | Canvas Collar Diameter (mm) | 500 |  | 0 |  | 0 | 3036003003 | 0 | OFF
198 | 335 | 1 | 2 | 14 | 2.1 |  |  | Flexible canvas collars, rectangular, 450mm × 300mm | No | 2 | 0 | 0 | 28/08/2025 09:25:55 | ZAR | 0 | 0 | Ducting | Canvas duct collars | Standard Duct Collars | Rectangle | 0 | 170 | Canvas Collar Width + Height (mm) | 750 |  | 0 |  | 0 | 3036003009 | 0 | OFF
199 | 336 | 1 | 2 | 14 |  |  |  | Dampers | H2 |  |  |  | 28/08/2025 09:25:55 |  |  |  | Ducting | Dampers |  |  | 0 | 0 |  | 0 |  | 0 |  | 0 | 3039000000 | 0 | OFF
200 | 337 | 1 | 2 | 15 |  |  |  | Motorised fire dampers c/w actuator & wiring | H3 |  |  |  | 28/08/2025 09:25:55 |  |  |  | Ducting | Dampers | Motorised fire dampers c/w actuator & wiring |  | 0 | 0 |  | 0 |  | 0 |  | 0 | 3039003000 | 0 | OFF
201 | 338 | 1 | 2 | 15 | 2.11 |  |  | Motorised fire damper, 400mm × 350mm, FD02 | No | 2 | 0 | 0 | 28/08/2025 09:25:55 | ZAR | 0 | 0 | Ducting | Dampers | Motorised fire dampers c/w actuator & wiring | Rectangle | 0 | 170 | Damper Area (m²) | 0.14 |  | 0 |  | 0 | 3039003003 | 0 | OFF
202 | 339 | 1 | 2 | 15 | 2.12 |  |  | Motorised fire damper, 600mm × 300mm, FD01 | No | 1 | 0 | 0 | 28/08/2025 09:25:55 | ZAR | 0 | 0 | Ducting | Dampers | Motorised fire dampers c/w actuator & wiring | Rectangle | 0 | 170 | Damper Area (m²) | 0.18 |  | 0 |  | 0 | 3039003003 | 0 | OFF
203 | 340 | 1 | 2 | 15 |  |  |  | Motorised opposed blade dampers c/w actuator & wiring | H3 |  |  |  | 28/08/2025 09:25:55 |  |  |  | Ducting | Dampers | Motorised opposed blade dampers c/w actuator & wiring |  | 0 | 0 |  | 0 |  | 0 |  | 0 | 3039015000 | 0 | OFF
204 | 341 | 1 | 2 | 15 | 2.13 |  |  | Motorised OBD, 400mm × 350mm, DA02 | No | 2 | 0 | 0 | 28/08/2025 09:25:55 | ZAR | 0 | 0 | Ducting | Dampers | Motorised opposed blade dampers c/w actuator & wiring | Rectangle | 0 | 170 | Damper Area (m²) | 0.14 |  | 0 |  | 0 | 3039015003 | 0 | OFF
205 | 342 | 1 | 2 | 15 | 2.14 |  |  | Motorised OBD, 600mm × 300mm, DA01 | No | 1 | 0 | 0 | 28/08/2025 09:25:55 | ZAR | 0 | 0 | Ducting | Dampers | Motorised opposed blade dampers c/w actuator & wiring | Rectangle | 0 | 170 | Damper Area (m²) | 0.18 |  | 0 |  | 0 | 3039015003 | 0 | OFF
207 | 343 | 1 | 3 | 16 |  |  |  | Terminals | H1 |  |  | 0 | 28/08/2025 09:25:55 |  |  |  | Terminals |  |  |  | 0 | 0 |  | 0 |  | 0 |  | 0 | 6000000000 | 0 | OFF
208 | 344 | 1 | 3 | 16 |  |  |  | Constant volume terminals | H2 |  |  |  | 28/08/2025 09:25:55 |  |  |  | Terminals | Constant volume terminals |  |  | 0 | 0 |  | 0 |  | 0 |  | 0 | 6003000000 | 0 | OFF
209 | 345 | 1 | 3 | 16 |  |  |  | Supply air grilles | H3 |  |  |  | 28/08/2025 09:25:55 |  |  |  | Terminals | Constant volume terminals | Supply air grilles |  | 0 | 0 |  | 0 |  | 0 |  | 0 | 6003003000 | 0 | OFF
210 | 346 | 1 | 3 | 16 | 3.1 |  |  | SAG, 600mm × 300mm c/w OBD, FG01 | No | 1 | 0 | 0 | 28/08/2025 09:25:55 | ZAR | 0 | 0 | Terminals | Constant volume terminals | Supply air grilles | SAG | 0 | 170 | Grille Area (m²) | 0.18 |  | 0 |  | 0 | 6003003003 | 0 | OFF
211 | 347 | 1 | 3 | 16 |  |  |  | Return & extract air grilles | H3 |  |  |  | 28/08/2025 09:25:55 |  |  |  | Terminals | Constant volume terminals | Return & extract air grilles |  | 0 | 0 |  | 0 |  | 0 |  | 0 | 6003006000 | 0 | OFF
212 | 348 | 1 | 3 | 16 | 3.2 |  |  | RAG, 400mm × 350mm, c/w OBD, EG01 | No | 2 | 0 | 0 | 28/08/2025 09:25:55 | ZAR | 0 | 0 | Terminals | Constant volume terminals | Return & extract air grilles | RAG | 0 | 170 | Grille Area (m²) | 0.14 |  | 0 |  | 0 | 6003006003 | 0 | OFF
213 | 349 | 1 | 3 | 16 |  |  |  | Weather louvres c/w vermin screen | H3 |  |  |  | 28/08/2025 09:25:55 |  |  |  | Terminals | Constant volume terminals | Weather louvres c/w vermin screen |  | 0 | 0 |  | 0 |  | 0 |  | 0 | 6003018000 | 0 | OFF
214 | 350 | 1 | 3 | 16 | 3.3 |  |  | Weather louvre, 450mm × 450mm, WL01 | No | 1 | 0 | 0 | 28/08/2025 09:25:55 | ZAR | 0 | 0 | Terminals | Constant volume terminals | Weather louvres c/w vermin screen | WL | 0 | 170 | Louvre Area (m²) | 0.2025 |  | 0 |  | 0 | 6003018006 | 0 | OFF
215 | 351 | 1 | 3 | 16 | 3.4 |  |  | Weather louvre, 450mm × 450mm, WL02 | No | 1 | 0 | 0 | 28/08/2025 09:25:55 | ZAR | 0 | 0 | Terminals | Constant volume terminals | Weather louvres c/w vermin screen | WL | 0 | 170 | Louvre Area (m²) | 0.2025 |  | 0 |  | 0 | 6003018006 | 0 | OFF
217 | 352 | 1 | 4 | 17 |  |  |  | Piping | H1 |  |  | 0 | 28/08/2025 09:25:55 |  |  |  | Piping |  |  |  | 0 | 0 |  | 0 |  | 0 |  | 0 | 9000000000 | 0 | OFF
218 | 353 | 1 | 4 | 17 |  |  |  | Refrigerant copper piping including supports, fixings and insulation. | H2 |  |  |  | 28/08/2025 09:25:55 |  |  |  | Piping | Refrigerant copper piping including supports, fixings and insulation. |  |  | 0 | 0 |  | 0 |  | 0 |  | 0 | 9015000000 | 0 | OFF
219 | 354 | 1 | 4 | 17 |  |  |  | Refrigerant copper piping c/w insulation supported in single volume space | H3 |  |  |  | 28/08/2025 09:25:55 |  |  |  | Piping | Refrigerant copper piping including supports, fixings and insulation. | Refrigerant copper piping c/w insulation supported in single volume space |  | 0 | 0 |  | 0 |  | 0 |  | 0 | 9015003000 | 0 | OFF
220 | 355 | 1 | 4 | 17 | 4.1 |  |  | Refrigerant copper Ø6mm soft drawn straight pipe | m | 51 | 0 | 0 | 28/08/2025 09:25:55 | ZAR | 0 | 0 | Piping | Refrigerant copper piping including supports, fixings and insulation. | Refrigerant copper piping c/w insulation supported in single volume space | Straight | 0 | 172 | Pipe Diameter (mm) | 6 |  | 0 |  | 0 | 9015003003 | 0 | OFF
221 | 358 | 1 | 4 | 17 | 4.2 |  |  | Refrigerant copper Ø16mm soft drawn straight pipe | m | 50 | 0 | 0 | 28/08/2025 09:25:55 | ZAR | 0 | 0 | Piping | Refrigerant copper piping including supports, fixings and insulation. | Refrigerant copper piping c/w insulation supported in single volume space | Straight | 0 | 172 | Pipe Diameter (mm) | 16 |  | 0 |  | 0 | 9015003003 | 0 | OFF
222 | 359 | 1 | 4 | 17 |  |  |  | Refrigerant cable trays and fittings including supports and fixings | H2 |  |  |  | 28/08/2025 09:25:55 |  |  |  | Piping | Refrigerant cable trays and fittings including supports and fixings |  |  | 0 | 0 |  | 0 |  | 0 |  | 0 | 9024000000 | 0 | OFF
223 | 360 | 1 | 4 | 17 |  |  |  | Supply, deliver and installation of heavy duty cable trays supported in single volume space c/w brackets and supports, all of which will be galvanised | H3 |  |  |  | 28/08/2025 09:25:55 |  |  |  | Piping | Refrigerant cable trays and fittings including supports and fixings | Supply, deliver and installation of heavy duty cable trays supported in single volume space c/w brackets and supports, all of which will be galvanised |  | 0 | 0 |  | 0 |  | 0 |  | 0 | 9024001000 | 0 | OFF
224 | 361 | 1 | 4 | 17 | 4.3 |  |  | 150mm Perforated metal cable tray | m | 19 | 0 | 0 | 28/08/2025 09:25:55 | ZAR | 0 | 0 | Piping | Refrigerant cable trays and fittings including supports and fixings | Supply, deliver and installation of heavy duty cable trays supported in single volume space c/w brackets and supports, all of which will be galvanised | Perforated Metal | 0 | 170 | Tray Width (mm) | 150 |  | 0 |  | 0 | 9024001003 | 0 | OFF
225 | 362 | 1 | 4 | 17 |  |  |  | Extra over for supply, deliver and installation of heavy duty cable tray bends | H3 |  |  |  | 28/08/2025 09:25:55 |  |  |  | Piping | Refrigerant cable trays and fittings including supports and fixings | Extra over for supply, deliver and installation of heavy duty cable tray bends |  | 0 | 0 |  | 0 |  | 0 |  | 0 | 9024018000 | 0 | OFF
226 | 363 | 1 | 4 | 17 | 4.4 |  |  | 150mm Perforated metal cable tray bend | No | 3 | 0 | 0 | 28/08/2025 09:25:55 | ZAR | 0 | 0 | Piping | Refrigerant cable trays and fittings including supports and fixings | Extra over for supply, deliver and installation of heavy duty cable tray bends | Perforated Bend | 0 | 170 | Tray Width (mm) | 150 |  | 0 |  | 0 | 9024018003 | 0 | OFF
9 | 317 | 1 | 8 | 8 |  |  |  | Black Steel piping and ancillaries, including supports and fixings | H2 |  |  |  | 29/08/2025 12:50:42 |  |  |  | PIPING – BLACK STEEL | Black Steel piping and ancillaries, including supports and fixings |  |  | 0 | 0 |  | 0 |  | 0 |  | 0 | 32004000000 | 0 | OFF
10 | 318 | 1 | 8 | 8 |  |  |  | B/S Piping, supported in single volume space | H3 |  |  |  | 29/08/2025 12:50:42 |  |  |  | PIPING – BLACK STEEL | Black Steel piping and ancillaries, including supports and fixings | B/S Piping, supported in single volume space |  | 0 | 0 |  | 0 |  | 0 |  | 0 | 32004008000 | 0 | OFF
11 | 319 | 1 | 8 | 8 | 4.5 |  |  | Ø15mm B/S pipe | m | 13 | 0 | 0 | 29/08/2025 12:50:42 | ZAR | 0 | 0 | PIPING – BLACK STEEL | Black Steel piping and ancillaries, including supports and fixings | B/S Piping, supported in single volume space | Pipe | 0 | 173 | Pipe Diameter (mm) | 15 |  | 0 |  | 0 | 32004008004 | 0 | OFF
12 | 321 | 1 | 8 | 8 |  |  |  | Extra over for Black Steel pipe fittings | H2 |  |  |  | 29/08/2025 12:50:42 |  |  |  | PIPING – BLACK STEEL | Extra over for Black Steel pipe fittings |  |  | 0 | 0 |  | 0 |  | 0 |  | 0 | 32008000000 | 0 | OFF
13 | 322 | 1 | 8 | 8 |  |  |  | B/S fittings = 30mm | H3 |  |  |  | 29/08/2025 12:50:42 |  |  |  | PIPING – BLACK STEEL | Extra over for Black Steel pipe fittings | B/S fittings ≤ 30mm |  | 0 | 0 |  | 0 |  | 0 |  | 0 | 32008008000 | 0 | OFF
14 | 323 | 1 | 8 | 8 | 4.6 |  |  | Ø15mm B/S fitting | No | 2 | 0 | 0 | 29/08/2025 12:50:42 | ZAR | 0 | 0 | PIPING – BLACK STEEL | Extra over for Black Steel pipe fittings | B/S fittings ≤ 30mm | Fittings | 0 | 173 | Pipe Diameter (mm) | 15 |  | 0 |  | 0 | 32008008004 | 0 | OFF
15 | 324 | 1 | 8 | 8 | 4.7 |  |  | Ø15mm B/S fitting | No | 2 | 0 | 0 | 29/08/2025 12:50:42 | ZAR | 0 | 0 | PIPING – BLACK STEEL | Extra over for Black Steel pipe fittings | B/S fittings ≤ 30mm | Fittings | 0 | 173 | Pipe Diameter (mm) | 15 |  | 0 |  | 0 | 32008008004 | 0 | OFF
19 | 326 | 1 | 10 | 10 |  |  |  | General gas accessories c/w pipe connections, supports and identification | H2 |  |  |  | 29/08/2025 12:50:43 |  |  |  | PIPE AND TUBE ACCESSORIES | General gas accessories c/w pipe connections, supports and identification |  |  | 0 | 0 |  | 0 |  | 0 |  | 0 | 40004000000 | 0 | OFF
20 | 327 | 1 | 10 | 10 |  |  |  | Painting of piping c/w fittings and accessories | H3 |  |  |  | 29/08/2025 12:50:43 |  |  |  | PIPE AND TUBE ACCESSORIES | General gas accessories c/w pipe connections, supports and identification | Painting of piping c/w fittings and accessories |  | 0 | 0 |  | 0 |  | 0 |  | 0 | 40004072000 | 0 | OFF
21 | 329 | 1 | 10 | 10 | 4.8 |  |  | Ø15mm B/S piping | m | 13 | 0 | 0 | 29/08/2025 12:50:43 | ZAR | 0 | 0 | PIPE AND TUBE ACCESSORIES | General gas accessories c/w pipe connections, supports and identification | Painting of piping c/w fittings and accessories | B/S painting | 0 | 170 | Pipe Diameter (mm) | 15 |  | 0 |  | 0 | 40004072020 | 0 | OFF
22 | 330 | 1 | 10 | 10 |  |  |  | Laboratory gas accessories c/w pipe connections, supports and identification | H2 |  |  |  | 29/08/2025 12:50:43 |  |  |  | PIPE AND TUBE ACCESSORIES | Laboratory gas accessories c/w pipe connections, supports and identification |  |  | 0 | 0 |  | 0 |  | 0 |  | 0 | 40012000000 | 0 | OFF
23 | 331 | 1 | 10 | 10 |  |  |  | Brass automatic shut off valves, electrically operated | H3 |  |  |  | 29/08/2025 12:50:43 |  |  |  | PIPE AND TUBE ACCESSORIES | Laboratory gas accessories c/w pipe connections, supports and identification | Brass automatic shut off valves, electrically operated |  | 0 | 0 |  | 0 |  | 0 |  | 0 | 40012032000 | 0 | OFF
24 | 332 | 1 | 10 | 10 | 4.9 |  |  | Ø15mm Brass 2-way solenoid valve, direct acting, 0kPa | No | 3 | 0 | 0 | 29/08/2025 12:50:43 | ZAR | 0 | 0 | PIPE AND TUBE ACCESSORIES | Laboratory gas accessories c/w pipe connections, supports and identification | Brass automatic shut off valves, electrically operated | 2-Way Solenoid | 0 | 170 | Diameter (mm) | 15 |  | 0 |  | 0 | 40012032004 | 0 | OFF
228 | 364 | 1 | 5 | 18 |  |  |  | Equipment | H1 |  |  | 0 | 28/08/2025 09:25:55 |  |  |  | Equipment |  |  |  | 0 | 0 |  | 0 |  | 0 |  | 0 | 12000000000 | 0 | OFF
229 | 365 | 1 | 5 | 18 |  |  |  | Fans | H2 |  |  |  | 28/08/2025 09:25:55 |  |  |  | Equipment | Fans |  |  | 0 | 0 |  | 0 |  | 0 |  | 0 | 12003000000 | 0 | OFF
230 | 366 | 1 | 5 | 18 |  |  |  | Adjustable pitch axial fans c/w anti-vibration mounts (spring type), channel supports, etc. | H3 |  |  |  | 28/08/2025 09:25:55 |  |  |  | Equipment | Fans | Adjustable pitch axial fans c/w anti-vibration mounts (spring type), channel supports, etc. |  | 0 | 0 |  | 0 |  | 0 |  | 0 | 12003006000 | 0 | OFF
231 | 367 | 1 | 5 | 18 | 5.1 |  |  | Smoke rated axial fan, Ø500mm c/w 0.26kW motor, FA02 | No | 1 | 0 | 0 | 28/08/2025 09:25:55 | ZAR | 0 | 0 | Equipment | Fans | Adjustable pitch axial fans c/w anti-vibration mounts (spring type), channel supports, etc. | Smoke Axial | 0 | 170 | Fan Diameter (mm) | 500 | Fan Motor (kW) | 0.26 |  | 0 | 12003006006 | 0 | OFF
232 | 368 | 1 | 5 | 18 |  |  |  | In-line duct & in-line tube fans | H3 |  |  |  | 28/08/2025 09:25:55 |  |  |  | Equipment | Fans | In-line duct & in-line tube fans |  | 0 | 0 |  | 0 |  | 0 |  | 0 | 12003015000 | 0 | OFF
233 | 369 | 1 | 5 | 18 | 5.2 |  |  | In-line fan, Ø200mm, FA01 | No | 1 | 0 | 0 | 28/08/2025 09:25:55 | ZAR | 0 | 0 | Equipment | Fans | In-line duct & in-line tube fans | Tube | 0 | 170 | Fan Diameter (mm) | 200 |  | 0 |  | 0 | 12003015006 | 0 | OFF
234 | 370 | 1 | 5 | 18 |  |  |  | Sound attenuators | H2 |  |  |  | 28/08/2025 09:25:55 |  |  |  | Equipment | Sound attenuators |  |  | 0 | 0 |  | 0 |  | 0 |  | 0 | 12006000000 | 0 | OFF
235 | 371 | 1 | 5 | 18 |  |  |  | Rectangular | H3 |  |  |  | 28/08/2025 09:25:55 |  |  |  | Equipment | Sound attenuators | Rectangular |  | 0 | 0 |  | 0 |  | 0 |  | 0 | 12006003000 | 0 | OFF
236 | 372 | 1 | 5 | 18 | 5.3 |  |  | Rectangular attenuators, Rectangular Type 4, 450mm × 300 mm, 1500mm long, SA01 | No | 2 | 0 | 0 | 28/08/2025 09:25:55 | ZAR | 0 | 0 | Equipment | Sound attenuators | Rectangular | Rectangular | 0 | 170 | Attenuator Volume W × H × L (m³) | 0.2025 |  | 0 |  | 0 | 12006003003 | 0 | OFF
237 | 373 | 1 | 5 | 18 |  |  |  | Cylindrical | H3 |  |  |  | 28/08/2025 09:25:55 |  |  |  | Equipment | Sound attenuators | Cylindrical |  | 0 | 0 |  | 0 |  | 0 |  | 0 | 12006006000 | 0 | OFF
238 | 374 | 1 | 5 | 18 | 5.4 |  |  | Cylindrical attenuators, Ø500mm 2D, c/w POD, SA02 | No | 2 | 0 | 0 | 28/08/2025 09:25:55 | ZAR | 0 | 0 | Equipment | Sound attenuators | Cylindrical | 2D Cylindrical | 0 | 170 | Attenuator Diameter (mm) | 500 |  | 0 |  | 0 | 12006006009 | 0 | OFF
239 | 375 | 1 | 5 | 18 |  |  |  | Split units | H2 |  |  |  | 28/08/2025 09:25:55 |  |  |  | Equipment | Split units |  |  | 0 | 0 |  | 0 |  | 0 |  | 0 | 12009000000 | 0 | OFF
240 | 376 | 1 | 5 | 18 |  |  |  | Split unit supply and installation, including: Electrical connections c/w isolator at indoor unit Drain pipe connections Indoor & outdoor units Wired wall mounted controller | H3 |  |  |  | 28/08/2025 09:25:55 |  |  |  | Equipment | Split units | Split unit supply and installation, including:+n+- Electrical connections c/w isolator at indoor unit+n+- Drain pipe connections+n+- Indoor & outdoor units+n+- Wired wall mounted controller |  | 0 | 0 |  | 0 |  | 0 |  | 0 | 12009003000 | 0 | OFF
241 | 377 | 1 | 5 | 18 | 5.5 |  |  | Inverter type midwall split unit c/w indoor and outdoor units, SMU-7.1, 7.1 kW | No | 3 | 0 | 0 | 28/08/2025 09:25:55 | ZAR | 0 | 0 | Equipment | Split units | Split unit supply and installation, including:+n+- Electrical connections c/w isolator at indoor unit+n+- Drain pipe connections+n+- Indoor & outdoor units+n+- Wired wall mounted controller | Midwall Inverter | 0 | 170 | Nominal cooling (kW) | 7.1 |  | 0 |  | 0 | 12009003012 | 0 | OFF
242 | 378 | 1 | 5 | 18 |  |  |  | Power & control cabling between split outdoor and indoor units | H3 |  |  |  | 28/08/2025 09:25:55 |  |  |  | Equipment | Split units | Power & control cabling between split outdoor and indoor units |  | 0 | 0 |  | 0 |  | 0 |  | 0 | 12009012000 | 0 | OFF
243 | 379 | 1 | 5 | 18 | 5.6 |  |  | Power & control cabling between indoor and outdoor split units | m | 49 | 0 | 0 | 28/08/2025 09:25:55 | ZAR | 0 | 0 | Equipment | Split units | Power & control cabling between split outdoor and indoor units | Cable | 0 | 170 |  | 0 |  | 0 |  | 0 | 12009012003 | 0 | OFF
244 | 380 | 1 | 5 | 18 |  |  |  | Variable Refrigerant Flow (VRF) units | H2 |  |  |  | 28/08/2025 09:25:55 |  |  |  | Equipment | Variable Refrigerant Flow (VRF) units |  |  | 0 | 0 |  | 0 |  | 0 |  | 0 | 12015000000 | 0 | OFF
245 | 381 | 1 | 5 | 18 |  |  |  | Control cabling between VRF outdoor and associated indoor units | H3 |  |  |  | 28/08/2025 09:25:55 |  |  |  | Equipment | Variable Refrigerant Flow (VRF) units | Control cabling between VRF outdoor and associated indoor units |  | 0 | 0 |  | 0 |  | 0 |  | 0 | 12015021000 | 0 | OFF
246 | 382 | 1 | 5 | 18 | 5.7 |  |  | Control cabling between outdoor and indoor units | m | 49 | 0 | 0 | 28/08/2025 09:25:55 | ZAR | 0 | 0 | Equipment | Variable Refrigerant Flow (VRF) units | Control cabling between VRF outdoor and associated indoor units | Cable | 0 | 170 |  | 0 |  | 0 |  | 0 | 12015021003 | 0 | OFF
247 | 383 | 1 | 5 | 19 |  |  |  | Air filter bank | H2 |  |  |  | 28/08/2025 09:25:55 |  |  |  | Equipment | Air filter bank |  |  | 0 | 0 |  | 0 |  | 0 |  | 0 | 12066000000 | 0 | OFF
248 | 384 | 1 | 5 | 19 |  |  |  | Duct mounted filter bank c/w filter frame, filter elements and duct connections | H3 |  |  |  | 28/08/2025 09:25:55 |  |  |  | Equipment | Air filter bank | Duct mounted filter bank c/w filter frame, filter elements and duct connections |  | 0 | 0 |  | 0 |  | 0 |  | 0 | 12066003000 | 0 | OFF
249 | 385 | 1 | 5 | 19 | 5.8 |  |  | HEPA filter, filter bank bank, 610mm × 610mm, FB01 | No | 3 | 0 | 0 | 28/08/2025 09:25:55 | ZAR | 0 | 0 | Equipment | Air filter bank | Duct mounted filter bank c/w filter frame, filter elements and duct connections | HEPA | 0 | 170 | Filter Area (m²) | 0.3721 |  | 0 |  | 0 | 12066003003 | 0 | OFF
250 | 386 | 1 | 5 | 19 |  |  |  | Treatment of condenser coils | H2 |  |  |  | 28/08/2025 09:25:55 |  |  |  | Equipment | Treatment of condenser coils |  |  | 0 | 0 |  | 0 |  | 0 |  | 0 | 12075000000 | 0 | OFF
251 | 387 | 1 | 5 | 19 |  |  |  | Anti-corrosive treatment to condenser unit coils | H3 |  |  |  | 28/08/2025 09:25:55 |  |  |  | Equipment | Treatment of condenser coils | Anti-corrosive treatment to condenser unit coils |  | 0 | 0 |  | 0 |  | 0 |  | 0 | 12075003000 | 0 | OFF
252 | 388 | 1 | 5 | 19 | 5.9 |  |  | Treatment of 7.1kW outdoor unit | No | 3 | 0 | 0 | 28/08/2025 09:25:55 | ZAR | 0 | 0 | Equipment | Treatment of condenser coils | Anti-corrosive treatment to condenser unit coils | Outdoor | 0 | 170 | Nominal cooling (kW) | 7.1 |  | 0 |  | 0 | 12075003003 | 0 | OFF
254 | 569 | 1 | 6 | 20 |  |  |  | Electrical | H1 |  |  | 0 | 28/08/2025 09:38:01 | [7 empty] | 0 | 0 |  | 0 |  | 0 |  | 0 | 15000000000 | 0 | OFF
255 | 584 | 1 | 6 | 20 |  |  |  | Motor control centres | H2 |  |  |  | 28/08/2025 09:43:38 | [7 empty] | 0 | 0 |  | 0 |  | 0 |  | 0 | 15003000000 | 0 | OFF
256 | 585 | 1 | 6 | 20 |  |  |  | MCC's complete with all accessories and equipment as detailed in accordance with the specifications of the detailed drawings | H3 |  |  |  | 28/08/2025 09:43:38 | [7 empty] | 0 | 0 |  | 0 |  | 0 |  | 0 | 15003003000 | 0 | OFF
257 | 586 | 1 | 6 | 20 |  |  |  | Refer to Part C3.3 Section 09.05.01 |  |  |  |  | 28/08/2025 09:43:38 | [7 empty] | 0 | 0 |  | 0 |  | 0 |  | 0 | 1500300301 | 0 | OFF
258 | 587 | 1 | 6 | 20 | 6.1 |  |  | Motor control centre, MCC, 2.0kW connected load | No | 1 | 0 | 0 | 28/08/2025 09:44:16 | ZAR | 0 | 0 | Electrical | Motor control centres | MCC's complete with all accessories and equipment as detailed in accordance with the specifications of the detailed drawings | MCC | 0 | 160 | Board Power (kW) | 2 | Number of components connected | 5 |  | 0 | 15003003003 | 0 | OFF
259 | 570 | 1 | 6 | 20 |  |  |  | Variable speed drives | H2 |  |  |  | 28/08/2025 09:38:01 | [7 empty] | 0 | 0 |  | 0 |  | 0 |  | 0 | 15006000000 | 0 | OFF
260 | 571 | 1 | 6 | 20 |  |  |  | Including hormonic filters and ModBus/BACnet intertface | H3 |  |  |  | 28/08/2025 09:38:01 | [7 empty] | 0 | 0 |  | 0 |  | 0 |  | 0 | 15006003000 | 0 | OFF
261 | 572 | 1 | 6 | 20 |  |  |  | Refer to Part C3.3 Section 09.05.03 |  |  |  |  | 28/08/2025 09:38:01 | [7 empty] | 0 | 0 |  | 0 |  | 0 |  | 0 | 1500600301 | 0 | OFF
262 | 578 | 1 | 6 | 20 | 6.2 |  |  | VSD, 1.00 kW, IP55, VSD03 | No | 1 | 0 | 0 | 28/08/2025 09:38:46 | ZAR | 0 | 0 | Electrical | Variable speed drives | Including hormonic filters and ModBus/BACnet intertface | VSD >=IP54 | 0 | 160 | VSD Power (kW) | 1 |  | 0 |  | 0 | 15006003006 | 0 | OFF
263 | 574 | 1 | 6 | 20 |  |  |  | Site wiring and wireways to field equipment including supports and terminations at the field equipment | H2 |  |  |  | 28/08/2025 09:38:01 | [7 empty] | 0 | 0 |  | 0 |  | 0 |  | 0 | 15009000000 | 0 | OFF
264 | 575 | 1 | 6 | 20 |  |  |  | Refer to detailed drawings | H3 |  |  |  | 28/08/2025 09:38:01 | [7 empty] | 0 | 0 |  | 0 |  | 0 |  | 0 | 15009003000 | 0 | OFF
265 | 576 | 1 | 6 | 20 |  |  |  | Refer to Part C3.3 Section 09.05.01 |  |  |  |  | 28/08/2025 09:38:01 | [7 empty] | 0 | 0 |  | 0 |  | 0 |  | 0 | 1500900301 | 0 | OFF
266 | 579 | 1 | 6 | 20 | 6.3 |  |  | VSD, 1.00 kW, VSD03 | No | 1 | 0 | 0 | 28/08/2025 09:38:54 | ZAR | 0 | 0 | Electrical | Site wiring and wireways to field equipment including supports and terminations at the field equipment | Refer to detailed drawings | VSD | 0 | 160 | VSD Power (kW) | 1 |  | 0 |  | 0 | 15009003006 | 0 | OFF
268 | 580 | 1 | 7 | 21 |  |  |  | Control System | H1 |  |  | 0 | 28/08/2025 09:43:15 |  |  |  | Control System |  |  |  | 0 | 0 |  | 0 |  | 0 |  | 0 | 18000000000 | 0 | OFF
269 | 581 | 1 | 7 | 21 |  |  |  | Stand-Alone Control Systems | H2 |  |  |  | 28/08/2025 09:43:16 |  |  |  | Control System |  |  |  | 0 | 0 |  | 0 |  | 0 |  | 0 | 18006000000 | 0 | OFF
270 | 582 | 1 | 7 | 21 |  |  |  | Refer to SCIO drawings for control logic and required points | H3 |  |  |  | 28/08/2025 09:43:16 |  |  |  | Control System | Stand-Alone Control Systems |  |  | 0 | 160 |  | 0 |  | 0 |  | 0 | 18006003000 | 0 | OFF
271 | 583 | 1 | 7 | 21 | 7.1 |  |  | Stand-alone control system for fan control | Lot | 1 | 0 | 0 | 28/08/2025 09:48:04 | ZAR | 0 | 0 | Control System | Stand-Alone Control Systems | Refer to SCIO drawings for control logic and required points | VAV AHU CHW | 0 | 0 |  | 0 |  | 0 |  | 0 | 18006003003 | 0 | OFF
273 | 588 | 1 | 8 | 22 |  | 21 |  | Demolitions & Builders Works | H1 |  |  | 0 | 28/08/2025 10:05:32 |  |  |  | Demolitions & Builders Works |  |  |  | 0 | 0 |  | 0 |  | 0 |  | 0 | 52000000000 | 0 | OFF
274 | 589 | 1 | 8 | 22 |  | 21 |  | Builders work | H2 |  |  |  | 28/08/2025 10:06:45 |  |  |  | Demolitions & Builders Works | Demolition work |  |  | 0 | 0 |  | 0 |  | 0 |  | 0 | 52004000000 | 0 | OFF
275 | 590 | 1 | 8 | 22 | 8.1 | 21.6.1 |  | Supply and Install new Antistatic / conductive vinyl flooring over exist power floated concrete | m2 | 54 | 0 | 0 | 28/08/2025 10:11:44 | ZAR | 0 | 0 | Demolitions & Builders Works | Demolition work | Refer to the drawings for the detailed demolition work | Exclude | 0 | 0 | Exclude | 0 | Exclude | 0 | Exclude | 0 | 52004004004 | 0 | OFF
276 | 591 | 1 | 8 | 22 | 8.2 | 21.6.2 |  | Supply and install new Automated Roll-up Shutter door. 2 hr fire rated | No | 1 | 0 | 0 | 28/08/2025 10:11:57 | ZAR | 0 | 0 | Demolitions & Builders Works | Demolition work | Refer to the drawings for the detailed demolition work | Exclude | 0 | 0 | Exclude | 0 | Exclude | 0 | Exclude | 0 | 52004004004 | 0 | OFF
277 | 592 | 1 | 8 | 22 | 8.3 | 21.6.3 |  | Removal of existing window & brick up opening | SUM | 1 | 0 | 0 | 28/08/2025 10:17:50 | ZAR | 0 | 0 | Demolitions & Builders Works | Demolition work | Refer to the drawings for the detailed demolition work | Exclude | 0 | 0 | Exclude | 0 | Exclude | 0 | Exclude | 0 | 52004004004 | 0 | OFF
278 | 593 | 1 | 8 | 22 | 8.4 | 21.6.4 |  | Plaster & paint bricked up opening. To match existing | SUM | 1 | 0 | 0 | 28/08/2025 10:18:17 | ZAR | 0 | 0 | Demolitions & Builders Works | Demolition work | Refer to the drawings for the detailed demolition work | Exclude | 0 | 0 | Exclude | 0 | Exclude | 0 | Exclude | 0 | 52004004004 | 0 | OFF
279 | 594 | 1 | 8 | 22 | 8.5 | 21.6.5 |  | Supply and install new 2 hr fire rated single leaf door. With Masonite (mdf) Faces painted. With Double Rebate Steel frame. | No | 1 | 0 | 0 | 28/08/2025 10:41:17 | ZAR | 0 | 0 | Demolitions & Builders Works | Demolition work | Refer to the drawings for the detailed demolition work | Exclude | 0 | 0 | Exclude | 0 | Exclude | 0 | Exclude | 0 | 52004004004 | 0 | OFF
280 | 595 | 1 | 8 | 22 | 8.6 | 21.6.6 |  | Supply and install new steel plate over existing channel. 8mm thick, fixed to floor with counter sunk M8 roll bolts | No | 1 | 0 | 0 | 28/08/2025 10:30:06 | ZAR | 0 | 0 | Demolitions & Builders Works | Demolition work | Refer to the drawings for the detailed demolition work | Exclude | 0 | 0 | Exclude | 0 | Exclude | 0 | Exclude | 0 | 52004004004 | 0 | OFF
281 | 598 | 1 | 8 | 22 | 8.7 | 21.6.8 |  | Construct new single brick wall (110mm). Brickwork of NFP bricks in class II mortar. Plaster and paint to match existing. Incl. lintels | m2 | 30 | 0 | 0 | 28/08/2025 10:41:47 | ZAR | 0 | 0 | Demolitions & Builders Works | Builder's work | Refer to the drawings for the detailed builder's work | Exclude | 0 | 0 | Exclude | 0 | Exclude | 0 | Exclude | 0 | 52008004004 | 0 | OFF
282 | 599 | 1 | 8 | 22 |  | 21 |  | Gypsum skim plaster 6mm thick applied in two skim coats, the first coat well pressed on and allowed to stiffen and the second coat cross trowelled and finished with a steel float to a fine, smooth, hard and almost glossy surface | H2 |  |  |  | 28/08/2025 10:46:07 |  |  |  | Demolitions & Builders Works | Shutdown and Phasing Requirements |  |  | 0 | 0 |  | 0 |  | 0 |  | 0 | 52008000000 | 0 | OFF
283 | 597 | 1 | 8 | 22 | 8.8 | 21.6.7 |  | Prepare and apply one coat professional plaster primer and two coats acrylic PVA suitable paint on existing walls. Match existing. | m2 | 60 | 0 | 0 | 28/08/2025 10:46:51 | ZAR | 0 | 0 | Demolitions & Builders Works | Builder's work | Refer to the drawings for the detailed builder's work | Exclude | 0 | 0 | Exclude | 0 | Exclude | 0 | Exclude | 0 | 52008004004 | 0 | OFF
284 | 601 | 1 | 8 | 22 | 8.9 | 21.6.7 |  | Prepare and apply one coat professional plaster primer and two coats acrylic PVA suitable paint on new wall. Match existing. | m2 | 30 | 0 | 0 | 28/08/2025 10:47:04 | ZAR | 0 | 0 | Demolitions & Builders Works | Builder's work | Refer to the drawings for the detailed builder's work | Exclude | 0 | 0 | Exclude | 0 | Exclude | 0 | Exclude | 0 | 52008004004 | 0 | OFF
285 | 607 | 1 | 8 | 22 |  | Manual |  | Hoisting Equipment | H2 |  |  |  | 2025-03-12 11:09 |  |  |  | Demolitions & Builders Works | Builder's work |  |  | 0 | 0 |  | 0 |  | 0 |  | 0 | 24006000000 | 0 | OFF
286 | 608 | 1 | 8 | 22 | 8.1 | Manual |  | Mini electric rope hoist. 230V, 50Hz power supply, dual capacity of 500/999kg. A lifting height of 12/6m and a rated speed of 8/4m/min depending on the configuration. | SUM | 1 | 0 | 0 | 2025-03-12 11:13 | ZAR | 0 | 0 | Demolitions & Builders Works | Builder's work | Refer to the drawings for the detailed builder's work | Exclude | 0 | 0 | Exclude | 0 | Exclude | 0 | Exclude | 0 | 24006003003 | 0 | OFF
287 | 609 | 1 | 8 | 23 | 8.11 | Manual |  | 2 Ton Geared Beam Trolley | SUM | 1 | 0 | 0 | 2025-03-12 11:14 | ZAR | 0 | 0 | Demolitions & Builders Works | Builder's work | Refer to the drawings for the detailed builder's work | Exclude | 0 | 0 | Exclude | 0 | Exclude | 0 | Exclude | 0 | 24006003003 | 0 | OFF
288 | 610 | 1 | 8 | 23 | 8.12 | Manual |  | Hoisting structural steel support system with all associated systems. Professionally engineered and signed off. | SUM | 1 | 0 | 0 | 2025-03-12 11:15 | ZAR | 0 | 0 | Demolitions & Builders Works | Builder's work | Refer to the drawings for the detailed builder's work | Exclude | 0 | 0 | Exclude | 0 | Exclude | 0 | Exclude | 0 | 24006003003 | 0 | OFF
PIPING – HDPE (Drainage Pipes)
Refer to Part C3.2 Section 18
Equal and approved High Density Polyethylene (HDPE) soil, waste, and ventilating pipes as per SANS 8770/8772 with plain ended pipes and fittings including ring seal, butt welded and electrofusion welded connections, to be used. All as per the manufacturers' specifications and to include all expansion couplings as per manufacturers' recommendation. Ring seal only to be used with a change in material on a vertical pipe installation.
All HDPE soil, waste pipes for use underground, including all butt welded and electrofusion welded connections in the running length, laid to falls on class 'B' bedding, including excavations on pickable material, backfilling and compaction to 93% Modified AASHTO dry density and all necessary risk of collapse and de-water of trenches
Rates shall include all trenching, backfilling, compaction testing (In accordance with SANS 2001:DP1 to DP6 layer works), pressure testing, adaptors, couplers, brackets, reducers, pan connectors, expansion sockets, butt welded, electrofusion couplings not explicitly measured separately
[8 empty] | HDPE piping and ancillaries including supports and fixings | H2
[8 empty] | HDPE piping, supported in single volume space | H3
[5 empty] | 9.1 |  |  | Ø56mm Butt welded HDPE pipe, PN4 | m | 10 | 0 | 0 | 28/08/2025 10:47:04 | ZAR | 0 | 0 | Demolitions & Builders Works | Builder's work | Refer to the drawings for the detailed builder's work | Exclude | 0 | 0 | Exclude | 0 | Exclude | 0 | Exclude | 0 | 52008004004 | 0 | OFF
[8 empty] | Extra over for HDPE, pipe fittings | H2
[8 empty] | HDPE bends | H3
Distinction is made between bends of varying degrees for sanitary drainage piping
By default all bends to be measured as 45 degree bends unless specified or approved differently by the engineer
[5 empty] | 9.2 |  |  | Ø56mm Butt welded HDPE 45° bend | No | 4 | 0 | 0 | 28/08/2025 10:47:04 | ZAR | 0 | 0 | Demolitions & Builders Works | Builder's work | Refer to the drawings for the detailed builder's work | Exclude | 0 | 0 | Exclude | 0 | Exclude | 0 | Exclude | 0 | 52008004004 | 0 | OFF
[5 empty] | 9.3 |  |  | Ø56mm Butt welded HDPE 90° bend | No | 4 | 0 | 0 | 28/08/2025 10:47:04 | ZAR | 0 | 0 | Demolitions & Builders Works | Builder's work | Refer to the drawings for the detailed builder's work | Exclude | 0 | 0 | Exclude | 0 | Exclude | 0 | Exclude | 0 | 52008004004 | 0 | OFF
HDPE valves
[5 empty] | 9.4 |  |  | Ø56mm Compressed HDPE HepVo valve | No | 6 | 0 | 0 | 28/08/2025 10:47:04 | ZAR | 0 | 0 | Demolitions & Builders Works | Builder's work | Refer to the drawings for the detailed builder's work | Exclude | 0 | 0 | Exclude | 0 | Exclude | 0 | Exclude | 0 | 52008004004 | 0 | OFF
[8 empty] | Accessories | H1
[8 empty] | Piping accessories c/w flanges or threaded connection | H2
Refer to Part C3.3 Sections 09.02 - 09.04 & Section 19.02.01
All fittings/couplers required to fix the components at both ends i.e. adapters, couplers, bushes, unions, flanges, male and female connectors and fixing brackets are deemed inclusive of the rate of each fitting listed below
Refer to Part C3.2 Section 16
[8 empty] | Taps | H3
[5 empty] | 10.1 |  |  | Ø20mm cast metal bib tap | No | 1 | 0 | 0 | 28/08/2025 10:47:04 | ZAR | 0 | 0 | Demolitions & Builders Works | Builder's work | Refer to the drawings for the detailed builder's work | Exclude | 0 | 0 | Exclude | 0 | Exclude | 0 | Exclude | 0 | 52008004004 | 0 | OFF
[8 empty] | Sinks | H3
[5 empty] | 10.2 |  |  | Franke Wash Trough Economy ET101 Stainless Steel, c/w waste outlet, plug and chain, p trap, fixed into position | No | 1 | 0 | 0 | 28/08/2025 10:47:04 | ZAR | 0 | 0 | Demolitions & Builders Works | Builder's work | Refer to the drawings for the detailed builder's work | Exclude | 0 | 0 | Exclude | 0 | Exclude | 0 | Exclude | 0 | 52008004004 | 0 | OFF
[8 empty] | Testing, commissioning, etc. | H1
[8 empty] | Engineering requirements | H2
[5 empty] | 11.1 |  |  | Allow for all factors required for the testing, commissioning and handover of all systems, as specified | Item | 1 | 0 | 0 | 28/08/2025 10:47:04 | ZAR | 0 | 0 | Demolitions & Builders Works | Builder's work | Refer to the drawings for the detailed builder's work | Exclude | 0 | 0 | Exclude | 0 | Exclude | 0 | Exclude | 0 | 52008004004 | 0 | OFF
[5 empty] | 11.2 |  |  | Disinfection of cold water supply piping of the new cold water supply installation in accordance with SANS 10252-1 paragraph 9.3.2.2 c/w pre-and post disinfection water analysis | Item | 1 | 0 | 0 | 28/08/2025 10:47:04 | ZAR | 0 | 0 | Demolitions & Builders Works | Builder's work | Refer to the drawings for the detailed builder's work | Exclude | 0 | 0 | Exclude | 0 | Exclude | 0 | Exclude | 0 | 52008004004 | 0 | OFF
[8 empty] | Testing | H2
[5 empty] | 11.3 |  |  | Allow for pressure testing of cold water piping in accordance with SANS 10252-1 paragraph 9.2.2 | Item | 1 | 0 | 0 | 28/08/2025 10:47:04 | ZAR | 0 | 0 | Demolitions & Builders Works | Builder's work | Refer to the drawings for the detailed builder's work | Exclude | 0 | 0 | Exclude | 0 | Exclude | 0 | Exclude | 0 | 52008004004 | 0 | OFF
[5 empty] | 11.4 |  |  | Allow for testing of drainage piping in accordance with SANS 10252-2 paragraph 6.8.2 & 6.8.3 | Item | 1 | 0 | 0 | 28/08/2025 10:47:04 | ZAR | 0 | 0 | Demolitions & Builders Works | Builder's work | Refer to the drawings for the detailed builder's work | Exclude | 0 | 0 | Exclude | 0 | Exclude | 0 | Exclude | 0 | 52008004004 | 0 | OFF
[8 empty] | Painting | H2
[5 empty] | 11.5 |  |  | Allow for the painting of exposed piping, brackets, etc. as per the architectural requirements | Item | 1 | 0 | 0 | 28/08/2025 10:47:04 | ZAR | 0 | 0 | Demolitions & Builders Works | Builder's work | Refer to the drawings for the detailed builder's work | Exclude | 0 | 0 | Exclude | 0 | Exclude | 0 | Exclude | 0 | 52008004004 | 0 | OFF
149 | 1181 | 1 | 2 | 10 |  | A |  | LOW VOLTAGE DISTRIBUTION | H1 |  |  | 0 | 17/07/2025 08:34:02 |  |  |  | LOW VOLTAGE DISTRIBUTION |  |  |  | 0 | 0 |  | 0 |  | 0 |  | 0 | 1 | 0 | OFF
150 | 1182 | 1 | 2 | 10 |  | Manual |  | PVC.SWA.PVC Low halogen 600/1000V cable | H2 |  |  |  | 17/07/2025 08:34:09 |  |  |  | LOW VOLTAGE DISTRIBUTION | PVC.SWA.PVC Low halogen 600/1000V cable |  |  | 0 | 0 |  | 0 |  | 0 |  | 0 | 1 | 0 | OFF
151 | 1183 | 1 | 2 | 10 |  | Manual |  | Supply & delivery of cable | H3 |  |  |  | 18/09/2024 11:42:32 |  |  |  | LOW VOLTAGE DISTRIBUTION | PVC.SWA.PVC Low halogen 600/1000V cable |  |  | 0 | 162 |  | 0 |  | 0 |  | 0 | 28004004000 | 0 | OFF
152 | 2289 | 1 | 2 | 10 | 12.1 |  |  | 25mm², 4 core | m | 10 | 0 | 0 | 28/08/2025 01:44:58 | ZAR | 0 | 0 | LOW VOLTAGE DISTRIBUTION | PVC.SWA.PVC Low halogen 600/1000V cable | Supply & delivery of cable | 4 Core | 0 | 162 | Core diameter (mm²) | 150 |  | 0 |  | 0 | 1 | 0 | OFF
153 | 2187 | 1 | 2 | 10 | 12.2 | Manual |  | 16mm², 4 core | m | 30 | 0 | 0 | 28/08/2025 01:45:31 |  | 0 | 0 | LOW VOLTAGE DISTRIBUTION | PVC.SWA.PVC Low halogen 600/1000V cable | Supply & delivery of cable | 4 Core | 0 | 162 | Core diameter (mm²) | 70 |  | 0 |  | 0 | 28004004004 | 0 | OFF
154 | 2074 | 1 | 2 | 10 | 12.3 |  |  | 6mm², 4 core | m | 110 | 0 | 0 | 28/08/2025 01:46:35 | ZAR | 0 | 0 | LOW VOLTAGE DISTRIBUTION | PVC.SWA.PVC Low halogen 600/1000V cable | Supply & delivery of cable | 4 Core | 0 | 162 | Core diameter (mm²) | 10 |  | 0 |  | 0 | 1 | 0 | OFF
155 | 2358 | 1 | 2 | 10 | 12.4 |  |  | 4mm², 4 core | m | 15 | 0 | 0 | 29/08/2025 12:11:38 | ZAR | 0 | 0 | LOW VOLTAGE DISTRIBUTION | PVC.SWA.PVC Low halogen 600/1000V cable | Supply & delivery of cable | 4 Core | 0 | 162 | Core diameter (mm²) | 10 |  | 0 |  | 0 | 1 | 0 | OFF
156 | 1190 | 1 | 2 | 10 |  | Manual |  | Installation of cable | H3 |  |  |  | 18/09/2024 11:42:32 |  |  |  | LOW VOLTAGE DISTRIBUTION | PVC.SWA.PVC Low halogen 600/1000V cable |  |  | 0 | 162 |  | 0 |  | 0 |  | 0 | 28004008000 | 0 | OFF
157 | 2290 | 1 | 2 | 10 | 12.5 |  |  | 25mm², 4 core | m | 10 | 0 | 0 | 28/08/2025 02:29:32 | ZAR | 0 | 0 | LOW VOLTAGE DISTRIBUTION | PVC.SWA.PVC Low halogen 600/1000V cable | Installation of cable | 4 Core | 0 | 162 | Core diameter (mm²) | 150 |  | 0 |  | 0 | 1 | 0 | OFF
158 | 2189 | 1 | 2 | 10 | 12.6 | Manual |  | 16mm², 4 core | m | 30 | 0 | 0 | 28/08/2025 01:47:20 | ZAR | 0 | 0 | LOW VOLTAGE DISTRIBUTION | PVC.SWA.PVC Low halogen 600/1000V cable | Installation of cable | 4 Core | 0 | 162 | Core diameter (mm²) | 70 |  | 0 |  | 0 | 28004008004 | 0 | OFF
159 | 2075 | 1 | 2 | 10 | 12.7 |  |  | 6mm², 4 core | m | 110 | 0 | 0 | 28/08/2025 01:47:42 | ZAR | 0 | 0 | LOW VOLTAGE DISTRIBUTION | PVC.SWA.PVC Low halogen 600/1000V cable | Supply & delivery of cable | 4 Core | 0 | 162 | Core diameter (mm²) | 10 |  | 0 |  | 0 | 1 | 0 | OFF
160 | 2359 | 1 | 2 | 10 | 12.8 |  |  | 4mm², 4 core | m | 15 | 0 | 0 | 29/08/2025 12:11:48 | ZAR | 0 | 0 | LOW VOLTAGE DISTRIBUTION | PVC.SWA.PVC Low halogen 600/1000V cable | Supply & delivery of cable | 4 Core | 0 | 162 | Core diameter (mm²) | 10 |  | 0 |  | 0 | 1 | 0 | OFF
161 | 1197 | 1 | 2 | 10 |  | Manual |  | Termination of cable | H3 |  |  |  | 18/09/2024 11:42:32 |  |  |  | LOW VOLTAGE DISTRIBUTION | PVC.SWA.PVC Low halogen 600/1000V cable |  |  | 0 | 162 |  | 0 |  | 0 |  | 0 | 28004012000 | 0 | OFF
162 | 2291 | 1 | 2 | 10 | 12.9 |  |  | 25mm², 4 core | No | 2 | 0 | 0 | 28/08/2025 02:29:44 | ZAR | 0 | 0 | LOW VOLTAGE DISTRIBUTION | PVC.SWA.PVC Low halogen 600/1000V cable | Termination of cable | 4 Core | 0 | 162 | Core diameter (mm²) | 150 |  | 0 |  | 0 | 1 | 0 | OFF
163 | 2191 | 1 | 2 | 10 | 12.1 | Manual |  | 16mm², 4 core | No | 4 | 0 | 0 | 28/08/2025 01:48:21 |  | 0 | 0 | LOW VOLTAGE DISTRIBUTION | PVC.SWA.PVC Low halogen 600/1000V cable | Termination of cable | 4 Core | 0 | 162 | Core diameter (mm²) | 70 |  | 0 |  | 0 | 28004012004 | 0 | OFF
164 | 2082 | 1 | 2 | 10 | 12.11 |  |  | 6mm², 4 core | No | 20 | 0 | 0 | 28/08/2025 01:48:41 | ZAR | 0 | 0 | LOW VOLTAGE DISTRIBUTION | PVC.SWA.PVC Low halogen 600/1000V cable | Termination of cable | 4 Core | 0 | 162 | Core diameter (mm²) | 10 |  | 0 |  | 0 | 1 | 0 | OFF
165 | 2360 | 1 | 2 | 10 | 12.12 |  |  | 4mm², 4 core | No | 2 | 0 | 0 | 29/08/2025 12:11:55 | ZAR | 0 | 0 | LOW VOLTAGE DISTRIBUTION | PVC.SWA.PVC Low halogen 600/1000V cable | Termination of cable | 4 Core | 0 | 162 | Core diameter (mm²) | 10 |  | 0 |  | 0 | 1 | 0 | OFF
166 | 1222 | 1 | 2 | 10 |  | Manual |  | Earthing and bonding | H2 |  |  |  | 18/09/2024 11:42:32 |  |  |  | LOW VOLTAGE DISTRIBUTION |  |  |  | 0 | 162 |  | 0 |  | 0 |  | 0 | 28028000000 | 0 | OFF
167 | 1223 | 1 | 2 | 10 |  | Manual |  | Supply & delivery of earth conductors | H3 |  |  |  | 18/09/2024 11:42:32 |  |  |  | LOW VOLTAGE DISTRIBUTION | Earthing and bonding | Earth conductors |  | 0 | 162 |  | 0 |  | 0 |  | 0 | 28028004000 | 0 | OFF
168 | 2193 | 1 | 2 | 10 | 12.13 | Manual |  | 16mm² BCEW | m | 0 | 0 | 0 | 29/08/2025 12:05:42 | ZAR | 0 | 0 | LOW VOLTAGE DISTRIBUTION | Earthing and bonding | Earth conductors | BCEW | 0 | 162 | Core diameter (mm²) | 70 |  | 0 |  | 0 | 28028004004 | 0 | OFF
169 | 2302 | 1 | 2 | 10 | 12.14 |  |  | 16mm² Insulated Copper | m | 10 | 0 | 0 | 29/08/2025 12:06:53 | ZAR | 0 | 0 | LOW VOLTAGE DISTRIBUTION | Earthing and bonding | Earth conductors | BCEW | 0 | 162 | Core diameter (mm²) | 95 |  | 0 |  | 0 | 1 | 0 | OFF
170 | 2205 | 1 | 2 | 10 | 12.15 |  |  | 10mm² BCEW | m | 0 | 0 | 0 | 29/08/2025 12:07:06 | ZAR | 0 | 0 | LOW VOLTAGE DISTRIBUTION | Earthing and bonding | Earth conductors | BCEW | 0 | 162 | Core diameter (mm²) | 6 |  | 0 |  | 0 | 1 | 0 | OFF
171 | 2304 | 1 | 2 | 10 | 12.16 |  |  | 10mm² Insulated Copper | m | 30 | 0 | 0 | 29/08/2025 12:07:17 | ZAR | 0 | 0 | LOW VOLTAGE DISTRIBUTION | Earthing and bonding | Earth conductors | BCEW | 0 | 162 | Core diameter (mm²) | 95 |  | 0 |  | 0 | 1 | 0 | OFF
172 | 2192 | 1 | 2 | 10 | 12.17 | Manual |  | 6mm² BCEW | m | 0 | 0 | 0 | 29/08/2025 12:07:35 |  | 0 | 0 | LOW VOLTAGE DISTRIBUTION | Earthing and bonding | Earth conductors | BCEW | 0 | 162 | Core diameter (mm²) | 95 |  | 0 |  | 0 | 28028004004 | 0 | OFF
173 | 2303 | 1 | 2 | 11 | 12.18 |  |  | 6mm² Insulated Copper | m | 110 | 0 | 0 | 29/08/2025 12:07:44 | ZAR | 0 | 0 | LOW VOLTAGE DISTRIBUTION | Earthing and bonding | Earth conductors | BCEW | 0 | 162 | Core diameter (mm²) | 95 |  | 0 |  | 0 | 1 | 0 | OFF
174 | 2361 | 1 | 2 | 11 | 12.19 |  |  | 4mm² BCEW | m | 0 | 0 | 0 | 29/08/2025 12:07:58 | ZAR | 0 | 0 | LOW VOLTAGE DISTRIBUTION | Earthing and bonding | Earth conductors | BCEW | 0 | 162 | Core diameter (mm²) | 95 |  | 0 |  | 0 | 28028004004 | 0 | OFF
175 | 2362 | 1 | 2 | 11 | 12.2 |  |  | 4mm² Insulated Copper | m | 15 | 0 | 0 | 29/08/2025 12:08:06 | ZAR | 0 | 0 | LOW VOLTAGE DISTRIBUTION | Earthing and bonding | Earth conductors | BCEW | 0 | 162 | Core diameter (mm²) | 95 |  | 0 |  | 0 | 1 | 0 | OFF
176 | 1228 | 1 | 2 | 11 |  | Manual |  | Installation of earth conductors | H3 |  |  |  | 18/09/2024 11:42:32 |  |  |  | LOW VOLTAGE DISTRIBUTION | Earthing and bonding | Installation of earth conductors |  | 0 | 162 |  | 0 |  | 0 |  | 0 | 28028004000 | 0 | OFF
177 | 2080 | 1 | 2 | 11 | 12.21 |  |  | 16mm² BCEW | m | 0 | 0 | 0 | 29/08/2025 12:08:59 | ZAR | 0 | 0 | LOW VOLTAGE DISTRIBUTION | Earthing and bonding | Earth conductors | BCEW | 0 | 162 | Core diameter (mm²) | 6 |  | 0 |  | 0 | 1 | 0 | OFF
178 | 2308 | 1 | 2 | 11 | 12.22 |  |  | 16mm² Insulated Copper | m | 10 | 0 | 0 | 29/08/2025 12:10:07 | ZAR | 0 | 0 | LOW VOLTAGE DISTRIBUTION | Earthing and bonding | Earth conductors | BCEW | 0 | 162 | Core diameter (mm²) | 6 |  | 0 |  | 0 | 1 | 0 | OFF
179 | 2078 | 1 | 2 | 11 | 12.23 |  |  | 10mm² BCEW | m | 0 | 0 | 0 | 29/08/2025 12:10:27 | ZAR | 0 | 0 | LOW VOLTAGE DISTRIBUTION | Earthing and bonding | Earth conductors | BCEW | 0 | 162 | Core diameter (mm²) | 6 |  | 0 |  | 0 | 1 | 0 | OFF
180 | 2307 | 1 | 2 | 11 | 12.24 |  |  | 10mm² Insulated Copper | m | 30 | 0 | 0 | 29/08/2025 12:10:14 | ZAR | 0 | 0 | LOW VOLTAGE DISTRIBUTION | Earthing and bonding | Earth conductors | BCEW | 0 | 162 | Core diameter (mm²) | 6 |  | 0 |  | 0 | 1 | 0 | OFF
181 | 2305 | 1 | 2 | 11 | 12.25 |  |  | 6mm² BCEW | m | 0 | 0 | 0 | 29/08/2025 12:10:41 | ZAR | 0 | 0 | LOW VOLTAGE DISTRIBUTION | Earthing and bonding | Earth conductors | BCEW | 0 | 162 | Core diameter (mm²) | 6 |  | 0 |  | 0 | 1 | 0 | OFF
182 | 2306 | 1 | 2 | 11 | 12.26 |  |  | 6mm² Insulated Copper | m | 110 | 0 | 0 | 29/08/2025 12:10:56 | ZAR | 0 | 0 | LOW VOLTAGE DISTRIBUTION | Earthing and bonding | Earth conductors | BCEW | 0 | 162 | Core diameter (mm²) | 6 |  | 0 |  | 0 | 1 | 0 | OFF
183 | 2363 | 1 | 2 | 11 | 12.27 |  |  | 4mm² BCEW | m | 0 | 0 | 0 | 29/08/2025 12:11:13 | ZAR | 0 | 0 | LOW VOLTAGE DISTRIBUTION | Earthing and bonding | Earth conductors | BCEW | 0 | 162 | Core diameter (mm²) | 6 |  | 0 |  | 0 | 1 | 0 | OFF
184 | 2364 | 1 | 2 | 11 | 12.28 |  |  | 4mm² Insulated Copper | m | 15 | 0 | 0 | 29/08/2025 12:11:20 | ZAR | 0 | 0 | LOW VOLTAGE DISTRIBUTION | Earthing and bonding | Earth conductors | BCEW | 0 | 162 | Core diameter (mm²) | 6 |  | 0 |  | 0 | 1 | 0 | OFF
185 | 1218 | 1 | 2 | 11 |  | Manual |  | Miscellaneous | H2 |  |  |  | 18/09/2024 11:42:32 |  |  |  | LOW VOLTAGE DISTRIBUTION |  |  |  | 0 | 160 |  | 0 |  | 0 |  | 0 | 28044000000 | 0 | OFF
186 | 1219 | 1 | 2 | 11 |  | Manual |  | General | H3 |  |  |  | 18/09/2024 11:42:32 |  |  |  | LOW VOLTAGE DISTRIBUTION | Miscellaneous |  |  | 0 | 160 |  | 0 |  | 0 |  | 0 | 28044004000 | 0 | OFF
187 | 2211 | 1 | 2 | 11 | 12.29 |  |  | Dielectric and insulation resistance tests on all LV cables | SUM | 1 | 0 | 0 | 17/07/2025 04:42:24 | ZAR | 0 | 0 | LOW VOLTAGE DISTRIBUTION | Miscellaneous | General |  | 0 | 160 |  | 0 |  | 0 |  | 0 | 1 | 0 | OFF
188 | 2212 | 1 | 2 | 11 | 12.3 |  |  | Labelling of all cables on both ends | SUM | 1 | 0 | 0 | 17/07/2025 04:43:07 | ZAR | 0 | 0 | LOW VOLTAGE DISTRIBUTION | Miscellaneous | General |  | 0 | 160 |  | 0 |  | 0 |  | 0 | 1 | 0 | OFF
190 | 584 | 1 | 3 | 12 |  | A |  | DISTRIBUTION BOARDS | H1 |  |  | 0 | 17/07/2025 04:33:44 |  |  |  | DISTRIBUTION BOARDS |  |  |  | 0 | 0 |  | 0 |  | 0 |  | 0 | 1 | 0 | OFF
191 | 593 | 1 | 3 | 12 |  | A |  | Sub-distribution boards | H2 |  |  |  | 17/07/2025 04:33:53 |  |  |  | DISTRIBUTION BOARDS | Sub-distribution boards |  |  | 0 | 0 |  | 0 |  | 0 |  | 0 | 1 | 0 | OFF
192 | 594 | 1 | 3 | 12 |  | A |  | Supply & delivery of DB | H3 |  |  |  | 17/07/2025 04:33:57 |  |  |  | DISTRIBUTION BOARDS | Sub-distribution boards | Supply & delivery of DB |  | 0 | 0 |  | 0 |  | 0 |  | 0 | 1 | 0 | OFF
193 | 609 | 1 | 3 | 12 | 13.1 |  |  | Wall mounted DB-Lithium Ion Lab | No | 1 | 0 | 0 | 26/08/2025 09:32:27 | ZAR | 0 | 0 | DISTRIBUTION BOARDS | Main low voltage panel | Supply & delivery of DB | Main | 0 | 160 | Panel capacity (kVA) | 0 | Number of sub-circuits | 1 |  | 0 | 1 | 0 | OFF
194 | 596 | 1 | 3 | 12 |  | A |  | Installation of DB | H3 |  |  |  | 17/07/2025 04:34:02 |  |  |  | DISTRIBUTION BOARDS | Sub-distribution boards | Installation of DB |  | 0 | 0 |  | 0 |  | 0 |  | 0 | 1 | 0 | OFF
195 | 612 | 1 | 3 | 12 | 13.2 |  |  | Wall mounted DB-Lithium Ion Lab | No | 1 | 0 | 0 | 26/08/2025 08:59:31 | ZAR | 0 | 0 | DISTRIBUTION BOARDS | Main low voltage panel | Supply & delivery of DB | Main | 0 | 160 | Panel capacity (kVA) | 0 | Number of sub-circuits | 1 |  | 0 | 1 | 0 | OFF
196 | 2346 | 1 | 3 | 12 |  | Manual |  | LV Switchgear in existing DB-UPS | H2 |  |  |  | 26/08/2025 11:02:15 |  |  |  | DISTRIBUTION BOARDS | LV Switchgear in existing DB-UPS |  |  | 0 | 160 |  | 0 |  | 0 |  | 0 | 1 | 0 | OFF
197 | 2347 | 1 | 3 | 12 |  | A |  | Supply and Delivery of Fixed Moulded Case Circuit Breaker (MCCB), rated at 36kA | H3 |  |  |  | 28/08/2025 01:58:21 |  |  |  | DISTRIBUTION BOARDS | Sub-distribution boards | Supply and Delivery of Fixed Moulded Case Circuit Breaker (MCCB), rated at 25kA |  | 0 | 0 |  | 0 |  | 0 |  | 0 | 1 | 0 | OFF
198 | 2348 | 1 | 3 | 12 | 13.3 |  |  | 16A, 3 pole with micrologic tripping unit | No | 1 | 0 | 0 | 28/08/2025 02:01:54 | ZAR | 0 | 0 | DISTRIBUTION BOARDS | LV Switchgear in existing boards | Miniature circuit breakers (MCB), rated at 6kA, curve C | Single Pole | 0 | 160 | Rated current (A) | 20 |  | 0 |  | 0 | 1 | 0 | OFF
199 | 2349 | 1 | 3 | 12 | 13.4 |  |  | Supply and Delivery of Sundries for Circuit Breaker installations - chassis plates, metal glands, lugs etc | No | 1 | 0 | 0 | 28/08/2025 02:02:02 | ZAR | 0 | 0 | DISTRIBUTION BOARDS | LV Switchgear in existing boards | Miniature circuit breakers (MCB), rated at 6kA, curve C | Single Pole | 0 | 160 | Rated current (A) | 20 |  | 0 |  | 0 | 1 | 0 | OFF
200 | 2350 | 1 | 3 | 12 |  | A |  | Installation of Fixed Moulded Case Circuit Breaker (MCCB), rated at 36kA | H3 |  |  |  | 28/08/2025 02:04:21 |  |  |  | DISTRIBUTION BOARDS | Sub-distribution boards | Installation of Fixed Moulded Case Circuit Breaker (MCCB), rated at 25kA |  | 0 | 0 |  | 0 |  | 0 |  | 0 | 1 | 0 | OFF
201 | 2351 | 1 | 3 | 12 | 13.5 |  |  | 16A, 3 pole with micrologic tripping unit | No | 1 | 0 | 0 | 28/08/2025 02:02:18 | ZAR | 0 | 0 | DISTRIBUTION BOARDS | LV Switchgear in existing boards | Miniature circuit breakers (MCB), rated at 6kA, curve C | Single Pole | 0 | 160 | Rated current (A) | 20 |  | 0 |  | 0 | 1 | 0 | OFF
202 | 2352 | 1 | 3 | 12 | 13.6 |  |  | Installation of Sundries for Circuit Breaker installations - chassis plates, metal glands, lugs etc | No | 1 | 0 | 0 | 28/08/2025 02:02:25 | ZAR | 0 | 0 | DISTRIBUTION BOARDS | LV Switchgear in existing boards | Miniature circuit breakers (MCB), rated at 6kA, curve C | Single Pole | 0 | 160 | Rated current (A) | 20 |  | 0 |  | 0 | 1 | 0 | OFF
203 | 2194 | 1 | 3 | 12 |  | Manual |  | LV Switchgear in existing DB-Koeberg | H2 |  |  |  | 26/08/2025 09:00:01 |  |  |  | DISTRIBUTION BOARDS | LV Switchgear in existing DB-SRC |  |  | 0 | 160 |  | 0 |  | 0 |  | 0 | 1 | 0 | OFF
204 | 2195 | 1 | 3 | 12 |  | A |  | Supply and Delivery of Fixed Moulded Case Circuit Breaker (MCCB), rated at 36kA | H3 |  |  |  | 28/08/2025 01:59:20 |  |  |  | DISTRIBUTION BOARDS | Sub-distribution boards | Supply and Delivery of Fixed Moulded Case Circuit Breaker (MCCB), rated at 25kA |  | 0 | 0 |  | 0 |  | 0 |  | 0 | 1 | 0 | OFF
205 | 2200 | 1 | 3 | 12 | 13.7 |  |  | 100A, 3 pole with micrologic tripping unit | No | 1 | 0 | 0 | 28/08/2025 01:59:09 | ZAR | 0 | 0 | DISTRIBUTION BOARDS | LV Switchgear in existing boards | Miniature circuit breakers (MCB), rated at 6kA, curve C | Single Pole | 0 | 160 | Rated current (A) | 20 |  | 0 |  | 0 | 1 | 0 | OFF
206 | 2201 | 1 | 3 | 12 | 13.8 |  |  | Supply and Delivery of Sundries for Circuit Breaker installations - chassis plates, metal glands, lugs etc | No | 1 | 0 | 0 | 28/08/2025 01:59:30 | ZAR | 0 | 0 | DISTRIBUTION BOARDS | LV Switchgear in existing boards | Miniature circuit breakers (MCB), rated at 6kA, curve C | Single Pole | 0 | 160 | Rated current (A) | 20 |  | 0 |  | 0 | 1 | 0 | OFF
207 | 2353 | 1 | 3 | 12 | 13.9 |  |  | 32A, 3 pole with micrologic tripping unit | No | 1 | 0 | 0 | 28/08/2025 02:00:25 | ZAR | 0 | 0 | DISTRIBUTION BOARDS | LV Switchgear in existing boards | Miniature circuit breakers (MCB), rated at 6kA, curve C | Single Pole | 0 | 160 | Rated current (A) | 20 |  | 0 |  | 0 | 1 | 0 | OFF
208 | 2354 | 1 | 3 | 12 | 13.1 |  |  | Supply and Delivery of Sundries for Circuit Breaker installations - chassis plates, metal glands, lugs etc | No | 1 | 0 | 0 | 28/08/2025 02:00:34 | ZAR | 0 | 0 | DISTRIBUTION BOARDS | LV Switchgear in existing boards | Miniature circuit breakers (MCB), rated at 6kA, curve C | Single Pole | 0 | 160 | Rated current (A) | 20 |  | 0 |  | 0 | 1 | 0 | OFF
209 | 2207 | 1 | 3 | 13 |  | A |  | Installation of Fixed Moulded Case Circuit Breaker (MCCB), rated at 36kA | H3 |  |  |  | 28/08/2025 02:04:32 |  |  |  | DISTRIBUTION BOARDS | Sub-distribution boards | Installation of Fixed Moulded Case Circuit Breaker (MCCB), rated at 25kA |  | 0 | 0 |  | 0 |  | 0 |  | 0 | 1 | 0 | OFF
210 | 2208 | 1 | 3 | 13 | 13.11 |  |  | 100A, 3 pole with micrologic tripping unit | No | 1 | 0 | 0 | 28/08/2025 02:00:52 | ZAR | 0 | 0 | DISTRIBUTION BOARDS | LV Switchgear in existing boards | Miniature circuit breakers (MCB), rated at 6kA, curve C | Single Pole | 0 | 160 | Rated current (A) | 20 |  | 0 |  | 0 | 1 | 0 | OFF
211 | 2209 | 1 | 3 | 13 | 13.12 |  |  | Installation of Sundries for Circuit Breaker installations - chassis plates, metal glands, lugs etc | No | 1 | 0 | 0 | 28/08/2025 02:01:00 | ZAR | 0 | 0 | DISTRIBUTION BOARDS | LV Switchgear in existing boards | Miniature circuit breakers (MCB), rated at 6kA, curve C | Single Pole | 0 | 160 | Rated current (A) | 20 |  | 0 |  | 0 | 1 | 0 | OFF
212 | 2355 | 1 | 3 | 13 | 13.13 |  |  | 32A, 3 pole with micrologic tripping unit | No | 1 | 0 | 0 | 28/08/2025 02:01:07 | ZAR | 0 | 0 | DISTRIBUTION BOARDS | LV Switchgear in existing boards | Miniature circuit breakers (MCB), rated at 6kA, curve C | Single Pole | 0 | 160 | Rated current (A) | 20 |  | 0 |  | 0 | 1 | 0 | OFF
213 | 2356 | 1 | 3 | 13 | 13.14 |  |  | Installation of Sundries for Circuit Breaker installations - chassis plates, metal glands, lugs etc | No | 1 | 0 | 0 | 28/08/2025 02:01:16 | ZAR | 0 | 0 | DISTRIBUTION BOARDS | LV Switchgear in existing boards | Miniature circuit breakers (MCB), rated at 6kA, curve C | Single Pole | 0 | 160 | Rated current (A) | 20 |  | 0 |  | 0 | 1 | 0 | OFF
214 | 2311 | 1 | 3 | 13 |  | A |  | Modifications to existing DB-Koeberg | H3 |  |  |  | 26/08/2025 09:30:02 |  |  |  | DISTRIBUTION BOARDS | Sub-distribution boards | Modifications to existing DB-Koeberg |  | 0 | 0 |  | 0 |  | 0 |  | 0 | 1 | 0 | OFF
215 | 2312 | 1 | 3 | 13 | 13.15 |  |  | Relocation of a Neutral Bar to fit a 32A MCCB | No | 1 | 0 | 0 | 26/08/2025 09:41:09 | ZAR | 0 | 0 | DISTRIBUTION BOARDS | LV Switchgear in existing boards | Miniature circuit breakers (MCB), rated at 6kA, curve C | Single Pole | 0 | 160 | Rated current (A) | 20 |  | 0 |  | 0 | 1 | 0 | OFF
216 | 605 | 1 | 3 | 13 |  |  |  | Certificate of Compliance | H2 |  |  |  | 17/07/2025 04:34:23 |  |  |  | Distribution Boards | Certificate of Compliance | Certificate of Compliance | Exclude | 0 | 0 | Exclude | 0 | Exclude | 0 | Exclude | 0 | 1 | 0 | OFF
217 | 606 | 1 | 3 | 13 |  |  |  | Issue Certificate of Compliance | H3 |  |  |  | 17/07/2025 04:34:18 |  |  |  | Distribution Boards | Header 2 | Issue Certificate of Compliance | Exclude | 0 | 0 | Exclude | 0 | Exclude | 0 | Exclude | 0 | 1 | 0 | OFF
218 | 2196 | 1 | 3 | 13 | 13.16 |  |  | SDB-Koeberg | No | 1 | 0 | 0 | 28/08/2025 02:03:24 | ZAR | 0 | 0 | Distribution Boards | Certificate of Compliance | Issue Certificate of Compliance | Exclude | 0 | 0 | Exclude | 0 | Exclude | 0 | Exclude | 0 | 1 | 0 | OFF
219 | 607 | 1 | 3 | 13 | 13.17 |  |  | SDB-Lithium Ion Lab | No | 1 | 0 | 0 | 28/08/2025 02:03:14 | ZAR | 0 | 0 | Distribution Boards | Certificate of Compliance | Issue Certificate of Compliance | Exclude | 0 | 0 | Exclude | 0 | Exclude | 0 | Exclude | 0 | 1 | 0 | OFF
220 | 2357 | 1 | 3 | 13 | 13.18 |  |  | DB-UPS | No | 1 | 0 | 0 | 28/08/2025 02:03:35 | ZAR | 0 | 0 | Distribution Boards | Certificate of Compliance | Issue Certificate of Compliance | Exclude | 0 | 0 | Exclude | 0 | Exclude | 0 | Exclude | 0 | 1 | 0 | OFF
222 | 657 | 1 | 4 | 14 |  | A |  | RETICULATION AND SUPPORT | H1 |  |  | 0 | 17/07/2025 04:32:06 |  |  |  | RETICULATION AND SUPPORT |  |  |  | 0 | 0 |  | 0 |  | 0 |  | 0 | 1 | 0 | OFF
223 | 724 | 1 | 4 | 14 |  |  |  | Cable ladders | H2 |  |  |  | 17/07/2025 04:32:13 |  |  |  | RETICULATION AND SUPPORT | Cable ladders |  |  | 0 | 0 |  | 0 |  | 0 |  | 0 | 1 | 0 | OFF
224 | 725 | 1 | 4 | 14 |  |  |  | Cable ladder with 75mm high side rail, supported in single volume | H3 |  |  |  | 28/08/2025 02:11:36 |  |  |  | RETICULATION AND SUPPORT | Cable ladders | Cable ladder with 75mm high side rail, supported in double volume space (10m) |  | 0 | 0 |  | 0 |  | 0 |  | 0 | 1 | 0 | OFF
225 | 1796 | 1 | 4 | 14 | 14.1 |  |  | Supply HDG 200mm wide | m | 50 | 0 | 0 | 29/07/2025 10:34:51 | ZAR | 0 | 0 | RETICULATION AND SUPPORT | Cable ladders | Cable ladder with 75mm high side rail, supported in single volume space | HDG Straight Supply | 0 | 136 | Ladder Width (mm) | 150 |  | 0 |  | 0 | 1 | 0 | OFF
226 | 1797 | 1 | 4 | 14 | 14.2 |  |  | Install HDG 200mm wide | m | 50 | 0 | 0 | 29/07/2025 10:35:22 | ZAR | 0 | 0 | RETICULATION AND SUPPORT | Cable ladders | Cable ladder with 75mm high side rail, supported in single volume space | HDG Straight Install | 0 | 136 | Ladder Width (mm) | 150 |  | 0 |  | 0 | 1 | 0 | OFF
227 | 1402 | 1 | 4 | 14 | 14.3 |  |  | Supply HDG 300mm wide | m | 0 | 0 | 0 | 29/07/2025 10:35:40 | ZAR | 0 | 0 | RETICULATION AND SUPPORT | Cable ladders | Cable ladder with 75mm high side rail, supported in single volume space | HDG Straight Supply | 0 | 136 | Ladder Width (mm) | 150 |  | 0 |  | 0 | 1 | 0 | OFF
228 | 1401 | 1 | 4 | 14 | 14.4 |  |  | Install HDG 300mm wide | m | 0 | 0 | 0 | 29/07/2025 10:36:14 | ZAR | 0 | 0 | RETICULATION AND SUPPORT | Cable ladders | Cable ladder with 75mm high side rail, supported in single volume space | HDG Straight Install | 0 | 136 | Ladder Width (mm) | 150 |  | 0 |  | 0 | 1 | 0 | OFF
229 | 730 | 1 | 4 | 14 |  |  |  | Cable ladder fittings | H2 |  |  |  | 17/07/2025 04:33:28 |  |  |  | RETICULATION AND SUPPORT | Cable ladder fittings |  |  | 0 | 0 |  | 0 |  | 0 |  | 0 | 1 | 0 | OFF
230 | 731 | 1 | 4 | 14 |  |  |  | Cable ladder with 75mm high side rail, bends | H3 |  |  |  | 17/07/2025 04:33:24 |  |  |  | RETICULATION AND SUPPORT | Cable ladder fittings | Cable ladder with 75mm high side rail, bends |  | 0 | 0 |  | 0 |  | 0 |  | 0 | 1 | 0 | OFF
231 | 1798 | 1 | 4 | 14 | 14.5 |  |  | Supply HDG 200mm | No | 1 | 0 | 0 | 17/07/2025 04:46:32 | ZAR | 0 | 0 | RETICULATION AND SUPPORT | Cable ladder fittings | Cable ladder with 75mm high side rail, bends | HDG Bend Supply | 0 | 136 | Ladder Width (mm) | 150 |  | 0 |  | 0 | 1 | 0 | OFF
232 | 1799 | 1 | 4 | 14 | 14.6 |  |  | Install HDG 200mm | No | 1 | 0 | 0 | 29/07/2025 10:45:15 | ZAR | 0 | 0 | RETICULATION AND SUPPORT | Cable ladder fittings | Cable ladder with 75mm high side rail, bends | HDG Bend Install | 0 | 136 | Ladder Width (mm) | 100 |  | 0 |  | 0 | 1 | 0 | OFF
233 | 1403 | 1 | 4 | 14 | 14.7 |  |  | Supply HDG 300mm | No | 0 | 0 | 0 | 17/07/2025 04:46:38 | ZAR | 0 | 0 | RETICULATION AND SUPPORT | Cable ladder fittings | Cable ladder with 75mm high side rail, bends | HDG Bend Supply | 0 | 136 | Ladder Width (mm) | 150 |  | 0 |  | 0 | 1 | 0 | OFF
234 | 1404 | 1 | 4 | 14 | 14.8 |  |  | Install HDG 300mm | No | 0 | 0 | 0 | 29/07/2025 10:45:32 | ZAR | 0 | 0 | RETICULATION AND SUPPORT | Cable ladder fittings | Cable ladder with 75mm high side rail, bends | HDG Bend Install | 0 | 136 | Ladder Width (mm) | 150 |  | 0 |  | 0 | 1 | 0 | OFF
235 | 736 | 1 | 4 | 14 |  |  |  | Cable ladder with 75mm high side rail, vertical inside/outside bends | H3 |  |  |  | 17/07/2025 04:33:03 |  |  |  | RETICULATION AND SUPPORT | Cable ladder fittings | Cable ladder with 75mm high side rail, vertical inside/outside bends |  | 0 | 0 |  | 0 |  | 0 |  | 0 | 1 | 0 | OFF
236 | 738 | 1 | 4 | 14 | 14.9 |  |  | Supply HDG 200mm | No | 2 | 0 | 0 | 17/07/2025 04:47:06 | ZAR | 0 | 0 | RETICULATION AND SUPPORT | Cable ladder fittings | Cable ladder with 75mm high side rail, vertical inside/outside bends | HDG Bend Supply | 0 | 136 | Ladder Width (mm) | 150 |  | 0 |  | 0 | 1 | 0 | OFF
237 | 740 | 1 | 4 | 14 | 14.1 |  |  | Install HDG 200mm | No | 2 | 0 | 0 | 29/07/2025 10:44:04 | ZAR | 0 | 0 | RETICULATION AND SUPPORT | Cable ladder fittings | Cable ladder with 75mm high side rail, vertical inside/outside bends | HDG Bend Install | 0 | 136 | Ladder Width (mm) | 150 |  | 0 |  | 0 | 1 | 0 | OFF
238 | 1805 | 1 | 4 | 14 | 14.11 |  |  | Supply HDG 300mm | No | 0 | 0 | 0 | 17/07/2025 04:47:12 | ZAR | 0 | 0 | RETICULATION AND SUPPORT | Cable ladder fittings | Cable ladder with 75mm high side rail, vertical inside/outside bends | HDG Bend Supply | 0 | 136 | Ladder Width (mm) | 150 |  | 0 |  | 0 | 1 | 0 | OFF
239 | 1806 | 1 | 4 | 14 | 14.12 |  |  | Install HDG 300mm | No | 0 | 0 | 0 | 29/07/2025 10:43:57 | ZAR | 0 | 0 | RETICULATION AND SUPPORT | Cable ladder fittings | Cable ladder with 75mm high side rail, vertical inside/outside bends | HDG Bend Install | 0 | 136 | Ladder Width (mm) | 150 |  | 0 |  | 0 | 1 | 0 | OFF
241 | 761 | 1 | 5 | 15 |  | A |  | LIGHTING INSTALLATION | H1 |  |  | 0 | 17/07/2025 04:29:49 |  |  |  | LIGHTING INSTALLATION |  |  |  | 0 | 0 |  | 0 |  | 0 |  | 0 | 40000000000 | 0 | OFF
242 | 762 | 1 | 5 | 15 |  | Manual |  | Conduits, incl. all fixing materials, bends, terminations and draw and extension boxes | H2 |  |  |  | 17/07/2025 04:29:53 |  |  |  | LIGHTING INSTALLATION | Conduits, incl. all fixing materials, bends, terminations and draw and extension |  |  | 0 | 160 |  | 0 |  | 0 |  | 0 | 40004000000 | 0 | OFF
243 | 766 | 1 | 5 | 15 |  | Manual |  | Surface mounted conduits in ceiling void | H3 |  |  |  | 17/07/2025 04:29:56 |  |  |  | LIGHTING INSTALLATION | Conduits, incl. all fixing materials, bends, terminations and draw and extension boxes | Surface mounted conduits in ceiling void |  | 0 | 160 |  | 0 |  | 0 |  | 0 | 40004008000 | 0 | OFF
244 | 767 | 1 | 5 | 15 | 15.1 | Manual |  | Supply 20mm diameter, PVC | m | 320 | 0 | 0 | 28/08/2025 02:13:56 | ZAR | 0 | 0 | LIGHTING INSTALLATION | Conduits, incl. all fixing materials, bends, terminations and draw and extension boxes | Surface mounted conduits | HDG Supply | 0 | 160 | Conduit diameter (mm) | 20 |  | 0 |  | 0 | 1 | 0 | OFF
245 | 768 | 1 | 5 | 15 | 15.2 | Manual |  | Install 20mm diameter, PVC | m | 320 | 0 | 0 | 28/08/2025 02:13:36 | ZAR | 0 | 0 | LIGHTING INSTALLATION | Conduits, incl. all fixing materials, bends, terminations and draw and extension boxes | Surface mounted conduits | HDG Install | 0 | 160 | Conduit diameter (mm) | 20 |  | 0 |  | 0 | 1 | 0 | OFF
246 | 769 | 1 | 5 | 15 |  | Manual |  | Conduit outlet boxes | H2 |  |  |  | 17/07/2025 04:30:07 |  |  |  | LIGHTING INSTALLATION | Conduit outlet boxes |  |  | 0 | 160 |  | 0 |  | 0 |  | 0 | 40008000000 | 0 | OFF
247 | 770 | 1 | 5 | 15 |  | Manual |  | Surface Mounted Conduit Boxes built | H3 |  |  |  | 16/07/2025 04:48:48 |  |  |  | LIGHTING INSTALLATION | Conduit outlet boxes | Boxes built/cast into walls or concrete |  | 0 | 160 |  | 0 |  | 0 |  | 0 | 40008004000 | 0 | OFF
248 | 848 | 1 | 5 | 15 | 15.3 | Manual |  | Supply 60mm PVC round boxes, c/w cover plate | No | 14 | 0 | 0 | 29/07/2025 10:48:28 | ZAR | 0 | 0 | LIGHTING INSTALLATION | Conduit outlet boxes | Boxes built/cast into walls or concrete | PVC Round | 0 | 160 |  | 0 |  | 0 |  | 0 | 1 | 0 | OFF
249 | 849 | 1 | 5 | 15 | 15.4 |  |  | Install 60mm PVC round boxes, c/w cover plate | No | 14 | 0 | 0 | 29/07/2025 10:48:54 | ZAR | 0 | 0 | LIGHTING INSTALLATION | Conduit outlet boxes | Boxes built/cast into walls or concrete | PVC Round | 0 | 160 |  | 0 |  | 0 |  | 0 | 1 | 0 | OFF
250 | 771 | 1 | 5 | 15 | 15.5 | Manual |  | Supply 100 x 50 x 50mm, Steel box | No | 1 | 0 | 0 | 18/07/2025 04:35:39 | ZAR | 0 | 0 | LIGHTING INSTALLATION | Conduit outlet boxes | Boxes built/cast into walls or concrete | PVC Rectangular | 0 | 160 |  | 0 |  | 0 |  | 0 | 1 | 0 | OFF
251 | 811 | 1 | 5 | 15 | 15.6 |  |  | Install 100 x 50 x 50mm, Steel box | No | 1 | 0 | 0 | 29/07/2025 10:49:23 | ZAR | 0 | 0 | LIGHTING INSTALLATION | Conduit outlet boxes | Boxes built/cast into walls or concrete | PVC Rectangular | 0 | 160 |  | 0 |  | 0 |  | 0 | 1 | 0 | OFF
252 | 774 | 1 | 5 | 15 |  | Manual |  | Wiring | H2 |  |  |  | 17/07/2025 04:31:04 |  |  |  | LIGHTING INSTALLATION | Wiring |  |  | 0 | 0 |  | 0 |  | 0 |  | 0 | 40012000000 | 0 | OFF
253 | 775 | 1 | 5 | 15 |  | Manual |  | Copper conductors | H3 |  |  |  | 17/07/2025 04:31:07 |  |  |  | LIGHTING INSTALLATION | Wiring | Copper conductors |  | 0 | 162 |  | 0 |  | 0 |  | 0 | 40012004000 | 0 | OFF
254 | 776 | 1 | 5 | 15 | 15.7 | Manual |  | Supply 2.5mm², PVC insulated conductor | m | 250 | 0 | 0 | 29/07/2025 10:49:51 | ZAR | 0 | 0 | LIGHTING INSTALLATION | Wiring | Copper conductors | PVC Supply | 0 | 162 | Wire diameter (mm²) | 2.5 |  | 0 |  | 0 | 1 | 0 | OFF
255 | 777 | 1 | 5 | 15 | 15.8 | Manual |  | Install 2.5mm², PVC insulated conductor | m | 250 | 0 | 0 | 29/07/2025 10:50:02 | ZAR | 0 | 0 | LIGHTING INSTALLATION | Wiring | Copper conductors | PVC Install | 0 | 162 | Wire diameter (mm²) | 2.5 |  | 0 |  | 0 | 1 | 0 | OFF
256 | 778 | 1 | 5 | 15 | 15.9 | Manual |  | Supply 2.5mm², PVC insulated earth conductor | m | 125 | 0 | 0 | 29/07/2025 10:50:15 | ZAR | 0 | 0 | LIGHTING INSTALLATION | Wiring | Copper conductors | PVC earth Supply | 0 | 162 | Wire diameter (mm²) | 2.5 |  | 0 |  | 0 | 1 | 0 | OFF
257 | 779 | 1 | 5 | 15 | 15.1 | Manual |  | Install 2.5mm², PVC insulated earth conductor | m | 125 | 0 | 0 | 29/07/2025 10:50:22 | ZAR | 0 | 0 | LIGHTING INSTALLATION | Wiring | Copper conductors | PVC earth Install | 0 | 162 | Wire diameter (mm²) | 2.5 |  | 0 |  | 0 | 1 | 0 | OFF
258 | 780 | 1 | 5 | 15 |  | A |  | Switches and sockets | H2 |  |  |  | 17/07/2025 04:31:21 |  |  |  | LIGHTING INSTALLATION | Switches and sockets |  |  | 0 | 0 |  | 0 |  | 0 |  | 0 | 40016000000 | 0 | OFF
259 | 781 | 1 | 5 | 15 |  | A |  | Partial dedicated unswitched sockets | H3 |  |  |  | 25/07/2025 01:01:12 |  |  |  | LIGHTING INSTALLATION | Switches and sockets | 6A Unswitched sockets |  | 0 | 0 |  | 0 |  | 0 |  | 0 | 40016004000 | 0 | OFF
260 | 2294 | 1 | 5 | 15 | 15.11 | A |  | Supply Single Type PD-A (Partially dedicated 164-2-1 - Red), c/w oulet box and powder coated steel cover | No | 12 | 0 | 0 | 25/07/2025 01:00:05 | ZAR | 0 | 0 | SMALL POWER INSTALLATION | Socket outlets | Surface mounted, c/w powder coated steel cover plate | Single PD-A | 0 | 160 |  | 0 |  | 0 |  | 0 | 44024012068 | 0 | OFF
261 | 2295 | 1 | 5 | 15 | 15.12 | A |  | Install Single Type PD-A (Partially dedicated 164-2-1 - Red), c/w oulet box and powder coated steel cover | No | 12 | 0 | 0 | 25/07/2025 01:00:06 | ZAR | 0 | 0 | SMALL POWER INSTALLATION | Socket outlets | Surface mounted, c/w powder coated steel cover plate | Single PD-A | 0 | 160 |  | 0 |  | 0 |  | 0 | 44024012068 | 0 | OFF
262 | 2296 | 1 | 5 | 15 | 15.13 | A |  | Supply Single Type PD-B (Partially dedicated 164-2-1 - Black), c/w oulet box and powder coated steel cover | No | 2 | 0 | 0 | 25/07/2025 01:00:06 | ZAR | 0 | 0 | SMALL POWER INSTALLATION | Socket outlets | Surface mounted, c/w powder coated steel cover plate | Single PD-B | 0 | 160 |  | 0 |  | 0 |  | 0 | 44024012072 | 0 | OFF
263 | 2297 | 1 | 5 | 16 | 15.14 | A |  | Install Single Type PD-B (Partially dedicated 164-2-1 - Black), c/w oulet box and powder coated steel cover | No | 2 | 0 | 0 | 25/07/2025 01:00:06 | ZAR | 0 | 0 | SMALL POWER INSTALLATION | Socket outlets | Surface mounted, c/w powder coated steel cover plate | Single PD-B | 0 | 160 |  | 0 |  | 0 |  | 0 | 44024012072 | 0 | OFF
264 | 783 | 1 | 5 | 16 |  | A |  | 16A Light switches, c/w standard steel cover plate | H3 |  |  |  | 17/07/2025 04:31:33 |  |  |  | LIGHTING INSTALLATION | Switches and sockets | 16A Light switches, c/w standard steel cover plate |  | 0 | 0 |  | 0 |  | 0 |  | 0 | 40016012000 | 0 | OFF
265 | 784 | 1 | 5 | 16 | 15.15 | A |  | Supply double lever, 1 way | No | 1 | 0 | 0 | 26/08/2025 09:52:37 | ZAR | 0 | 0 | LIGHTING INSTALLATION | Switches and sockets | 16A Light switches, c/w standard steel cover plate | Single Lever, 1 way | 0 | 160 |  | 0 |  | 0 |  | 0 | 1 | 0 | OFF
266 | 818 | 1 | 5 | 16 | 15.16 |  |  | Install double lever, 1 way | No | 1 | 0 | 0 | 26/08/2025 09:52:59 | ZAR | 0 | 0 | LIGHTING INSTALLATION | Switches and sockets | 16A Light switches, c/w standard steel cover plate | Single Lever, 1 way | 0 | 160 |  | 0 |  | 0 |  | 0 | 1 | 0 | OFF
267 | 790 | 1 | 5 | 16 |  | A |  | Luminaires and accessories, incl all fixing material | H2 |  |  |  | 16/07/2025 04:38:44 |  |  |  | LIGHTING INSTALLATION | Luminaires and accessories, incl all fixing material |  |  | 0 | 0 |  | 0 |  | 0 |  | 0 | 40024000000 | 0 | OFF
268 | 805 | 1 | 5 | 16 |  | A |  | Surface luminaires | H3 |  |  |  | 26/08/2025 09:45:43 |  |  |  | LIGHTING INSTALLATION | Luminaires | Suspended luminaires |  | 0 | 0 |  | 0 |  | 0 |  | 0 | 1 | 0 | OFF
269 | 1587 | 1 | 5 | 16 | 15.17 |  |  | Supply Type S1 | No | 11 | 0 | 0 | 26/08/2025 09:49:43 | ZAR | 0 | 0 | LIGHTING INSTALLATION | Luminaires | Recessed luminaires | Recessed Luminaires Supply | 0 | 160 |  | 0 |  | 0 |  | 0 | 1 | 0 | OFF
270 | 1585 | 1 | 5 | 16 | 15.18 |  |  | Install Type S1 | No | 11 | 0 | 0 | 26/08/2025 09:46:11 | ZAR | 0 | 0 | LIGHTING INSTALLATION | Luminaires | Recessed luminaires | Recessed Luminaires Supply | 0 | 160 |  | 0 |  | 0 |  | 0 | 1 | 0 | OFF
271 | 1586 | 1 | 5 | 16 | 15.19 |  |  | Supply type ES1. As per type S1, but with self-test battery back-up | No | 5 | 0 | 0 | 26/08/2025 09:50:07 | ZAR | 0 | 0 | LIGHTING INSTALLATION | Luminaires | Recessed luminaires | Emergency Recessed Luminaires Install | 0 | 160 |  | 0 |  | 0 |  | 0 | 1 | 0 | OFF
272 | 2210 | 1 | 5 | 16 | 15.2 |  |  | Install type ES1. As per type S1, but with self-test battery back-up | No | 5 | 0 | 0 | 26/08/2025 09:46:36 | ZAR | 0 | 0 | LIGHTING INSTALLATION | Luminaires | Recessed luminaires | Emergency Recessed Luminaires Install | 0 | 160 |  | 0 |  | 0 |  | 0 | 1 | 0 | OFF
273 | 2313 | 1 | 5 | 16 | 15.21 |  |  | Supply type FB | No | 1 | 0 | 0 | 26/08/2025 09:50:38 | ZAR | 0 | 0 | LIGHTING INSTALLATION | Luminaires | Recessed luminaires | Emergency Recessed Luminaires Install | 0 | 160 |  | 0 |  | 0 |  | 0 | 1 | 0 | OFF
274 | 2314 | 1 | 5 | 16 | 15.22 |  |  | Install type FB | No | 1 | 0 | 0 | 26/08/2025 09:48:12 | ZAR | 0 | 0 | LIGHTING INSTALLATION | Luminaires | Recessed luminaires | Emergency Recessed Luminaires Install | 0 | 160 |  | 0 |  | 0 |  | 0 | 1 | 0 | OFF
276 | 853 | 1 | 6 | 17 |  | A |  | SMALL POWER INSTALLATION | H1 |  |  | 0 | 18/09/2024 11:42:32 |  |  |  | SMALL POWER INSTALLATION |  |  |  | 0 | 0 |  | 0 |  | 0 |  | 0 | 44000000000 | 0 | OFF
277 | 946 | 1 | 6 | 17 |  | Manual |  | Miscellaneous | H2 |  |  |  | 18/09/2024 11:42:32 |  |  |  | LOW VOLTAGE DISTRIBUTION | Miscellaneous |  |  | 0 | 162 |  | 0 |  | 0 |  | 0 | 28029000000 | 0 | OFF
278 | 947 | 1 | 6 | 17 |  | Manual |  | Labelling | H3 |  |  |  | 18/09/2024 11:42:32 |  |  |  | LOW VOLTAGE DISTRIBUTION |  | Labelling |  | 0 | 162 |  | 0 |  | 0 |  | 0 | 28029004000 | 0 | OFF
279 | 948 | 1 | 6 | 17 | 16.1 | Manual |  | Labelling of all circuits as specified | SUM | 1 | 0 | 0 | 18/07/2025 04:36:09 | ZAR | 0 | 0 | LOW VOLTAGE DISTRIBUTION | Miscellaneous | Labelling | Labelling | 0 | 162 |  | 0 |  | 0 |  | 0 | 1 | 0 | OFF
280 | 867 | 1 | 6 | 17 |  | Manual |  | Wiring | H2 |  |  |  | 18/09/2024 11:42:32 |  |  |  | SMALL POWER INSTALLATION |  |  |  | 0 | 0 |  | 0 |  | 0 |  | 0 | 44012000000 | 0 | OFF
281 | 868 | 1 | 6 | 17 |  | Manual |  | Copper conductors | H3 |  |  |  | 18/09/2024 11:42:32 |  |  |  | SMALL POWER INSTALLATION | Wiring |  |  | 0 | 0 |  | 0 |  | 0 |  | 0 | 44012004000 | 0 | OFF
282 | 869 | 1 | 6 | 17 | 16.2 | Manual |  | Supply 4mm², PVC insulated conductor | m | 630 | 0 | 0 | 17/07/2025 05:06:46 | ZAR | 0 | 0 | SMALL POWER INSTALLATION | Wiring | Copper conductors | PVC Supply | 0 | 162 | Wire diameter (mm²) | 4 |  | 0 |  | 0 | 1 | 0 | OFF
283 | 870 | 1 | 6 | 17 | 16.3 | Manual |  | Install 4mm², PVC insulated conductor | m | 630 | 0 | 0 | 17/07/2025 05:06:52 | ZAR | 0 | 0 | SMALL POWER INSTALLATION | Wiring | Copper conductors | PVC Install | 0 | 162 | Wire diameter (mm²) | 4 |  | 0 |  | 0 | 1 | 0 | OFF
284 | 871 | 1 | 6 | 17 | 16.4 | Manual |  | Supply 4mm², PVC insulated earth conductor | m | 315 | 0 | 0 | 17/07/2025 05:07:06 | ZAR | 0 | 0 | SMALL POWER INSTALLATION | Wiring | Copper conductors | PVC Earth Supply | 0 | 162 | Wire diameter (mm²) | 4 |  | 0 |  | 0 | 1 | 0 | OFF
285 | 872 | 1 | 6 | 17 | 16.5 | Manual |  | Install 4mm², PVC insulated earth conductor | m | 315 | 0 | 0 | 17/07/2025 05:07:12 | ZAR | 0 | 0 | SMALL POWER INSTALLATION | Wiring | Copper conductors | PVC Earth Install | 0 | 162 | Wire diameter (mm²) | 4 |  | 0 |  | 0 | 1 | 0 | OFF
286 | 892 | 1 | 6 | 17 |  | A |  | Socket outlets | H2 |  |  |  | 18/09/2024 11:42:32 |  |  |  | SMALL POWER INSTALLATION | Socket outlets |  |  | 0 | 0 |  | 0 |  | 0 |  | 0 | 44024000000 | 0 | OFF
287 | 2328 | 1 | 6 | 17 |  | A |  | Power skirting, floorbox, pedestal, power pole, power panel mounted | H3 |  |  |  | 26/08/2025 10:22:38 |  |  |  | SMALL POWER INSTALLATION | Socket outlets | Power skirting, floorbox, pedestal, power pole, power panel mounted |  | 0 | 0 |  | 0 |  | 0 |  | 0 | 44024016000 | 0 | OFF
288 | 2329 | 1 | 6 | 17 | 16.6 |  |  | Supply single standard switched outlet | No | 17 | 0 | 0 | 28/08/2025 02:19:10 | ZAR | 0 | 0 | SMALL POWER INSTALLATION | Socket outlets | Power skirting, floorbox, pedestal, power pole, power panel mounted | Euro Single Switched | 0 | 160 |  | 0 |  | 0 |  | 0 | 1 | 0 | OFF
289 | 2330 | 1 | 6 | 17 | 16.7 |  |  | Install single standard switched outlet | No | 17 | 0 | 0 | 28/08/2025 02:19:17 | ZAR | 0 | 0 | SMALL POWER INSTALLATION | Socket outlets | Power skirting, floorbox, pedestal, power pole, power panel mounted | Euro Single Switched | 0 | 160 |  | 0 |  | 0 |  | 0 | 1 | 0 | OFF
290 | 2331 | 1 | 6 | 17 | 16.8 |  |  | Install single new RSA 3-pin, switched | No | 4 | 0 | 0 | 28/08/2025 02:19:33 | ZAR | 0 | 0 | SMALL POWER INSTALLATION | Socket outlets | Power skirting, floorbox, pedestal, power pole, power panel mounted | Euro Single Switched | 0 | 160 |  | 0 |  | 0 |  | 0 | 1 | 0 | OFF
291 | 2332 | 1 | 6 | 17 | 16.9 |  |  | Install single new RSA 3-pin, switched | No | 4 | 0 | 0 | 28/08/2025 02:19:44 | ZAR | 0 | 0 | SMALL POWER INSTALLATION | Socket outlets | Power skirting, floorbox, pedestal, power pole, power panel mounted | Euro Single Switched | 0 | 160 |  | 0 |  | 0 |  | 0 | 1 | 0 | OFF
292 | 2319 | 1 | 6 | 17 | 16.1 | A |  | Supply Dedicate red switched outlet (Flat earth pin) | No | 6 | 0 | 0 | 28/08/2025 02:20:45 | ZAR | 0 | 0 | SMALL POWER INSTALLATION | Socket outlets | Power skirting, floorbox, pedestal, power pole, power panel mounted | Red | 0 | 160 |  | 0 |  | 0 |  | 0 | 44024016008 | 0 | OFF
293 | 2324 | 1 | 6 | 17 | 16.11 |  |  | Install Dedicate red switched outlet (Flat earth pin) | No | 6 | 0 | 0 | 28/08/2025 02:20:56 | ZAR | 0 | 0 | SMALL POWER INSTALLATION | Socket outlets | Power skirting, floorbox, pedestal, power pole, power panel mounted | Red | 0 | 160 |  | 0 |  | 0 |  | 0 | 44024016008 | 0 | OFF
294 | 2333 | 1 | 6 | 17 | 16.12 |  |  | Supply RJ45 outlet complete with collar for 2x RJ45 outlets | No | 6 | 0 | 0 | 28/08/2025 02:20:07 | ZAR | 0 | 0 | SMALL POWER INSTALLATION | Socket outlets | Power skirting, floorbox, pedestal, power pole, power panel mounted | Exclude | 0 | 160 | Exclude | 0 | Exclude | 0 | Exclude | 0 | 1 | 0 | OFF
295 | 2334 | 1 | 6 | 17 | 16.13 |  |  | Install RJ45 outlet complete with collar for 2x RJ45 outlets | No | 6 | 0 | 0 | 28/08/2025 02:20:18 | ZAR | 0 | 0 | SMALL POWER INSTALLATION | Socket outlets | Power skirting, floorbox, pedestal, power pole, power panel mounted | Exclude | 0 | 160 | Exclude | 0 | Exclude | 0 | Exclude | 0 | 1 | 0 | OFF
296 | 2335 | 1 | 6 | 18 |  | A |  | Industrial socket outlets | H3 |  |  |  | 26/08/2025 10:22:39 |  |  |  | SMALL POWER INSTALLATION | Socket outlets | Industrial socket outlets |  | 0 | 0 |  | 0 |  | 0 |  | 0 | 44024020000 | 0 | OFF
297 | 2336 | 1 | 6 | 18 | 16.14 | A |  | Supply 5 Pin, 32A, female outlet with rotary interlock switch | No | 2 | 0 | 0 | 28/08/2025 02:22:04 | ZAR | 0 | 0 | SMALL POWER INSTALLATION | Socket outlets | Industrial socket outlets | 3 Pin | 0 | 160 | Rated current (A) | 0 |  | 0 |  | 0 | 44024020004 | 0 | OFF
298 | 2337 | 1 | 6 | 18 | 16.15 | A |  | Install 5 Pin, 32A, female outlet with rotary interlock switch | No | 2 | 0 | 0 | 28/08/2025 02:22:10 | ZAR | 0 | 0 | SMALL POWER INSTALLATION | Socket outlets | Industrial socket outlets | 3 Pin | 0 | 160 | Rated current (A) | 0 |  | 0 |  | 0 | 44024020004 | 0 | OFF
299 | 2338 | 1 | 6 | 18 | 16.16 |  |  | Supply 5 Pin, 64A, female outlet with rotary interlock switch | No | 2 | 0 | 0 | 28/08/2025 02:22:18 | ZAR | 0 | 0 | SMALL POWER INSTALLATION | Socket outlets | Industrial socket outlets | 3 Pin | 0 | 160 | Rated current (A) | 0 |  | 0 |  | 0 | 44024020004 | 0 | OFF
300 | 2339 | 1 | 6 | 18 | 16.17 |  |  | Install 5 Pin, 64A, female outlet with rotary interlock switch | No | 2 | 0 | 0 | 28/08/2025 02:22:32 | ZAR | 0 | 0 | SMALL POWER INSTALLATION | Socket outlets | Industrial socket outlets | 3 Pin | 0 | 160 | Rated current (A) | 0 |  | 0 |  | 0 | 44024020004 | 0 | OFF
301 | 2340 | 1 | 6 | 18 |  | A |  | Isolators/Switch disconnectors | H2 |  |  |  | 26/08/2025 10:30:10 |  |  |  | SMALL POWER INSTALLATION | Isolators/Switch disconnectors |  |  | 0 | 0 |  | 0 |  | 0 |  | 0 | 44028000000 | 0 | OFF
302 | 2341 | 1 | 6 | 18 |  | A |  | Surface mounted, switch disconnector c/w outlet box and powder coated steel cover plate | H3 |  |  |  | 26/08/2025 10:30:10 |  |  |  | SMALL POWER INSTALLATION | Isolators/Switch disconnectors | Surface mounted, switch disconnector c/w outlet box and powder coated steel cove |  | 0 | 0 |  | 0 |  | 0 |  | 0 | 44028008000 | 0 | OFF
303 | 2342 | 1 | 6 | 18 | 16.18 |  |  | Supply 20A, double pole | No | 3 | 0 | 0 | 28/08/2025 02:21:22 | ZAR | 0 | 0 | SMALL POWER INSTALLATION | Isolators/Switch disconnectors | Flush mounted, switch disconnector | Double Pole | 0 | 160 | Rated current (A) | 0 |  | 0 |  | 0 | 44028004004 | 0 | OFF
304 | 2343 | 1 | 6 | 18 | 16.19 |  |  | Install 20A, double pole | No | 3 | 0 | 0 | 28/08/2025 02:21:29 | ZAR | 0 | 0 | SMALL POWER INSTALLATION | Isolators/Switch disconnectors | Flush mounted, switch disconnector | Double Pole | 0 | 160 | Rated current (A) | 0 |  | 0 |  | 0 | 44028004004 | 0 | OFF
305 | 2344 | 1 | 6 | 18 | 16.2 |  |  | Supply 32A, triple pole | No | 2 | 0 | 0 | 28/08/2025 02:21:38 | ZAR | 0 | 0 | SMALL POWER INSTALLATION | Isolators/Switch disconnectors | Flush mounted, switch disconnector | Double Pole | 0 | 160 | Rated current (A) | 0 |  | 0 |  | 0 | 44028004004 | 0 | OFF
306 | 2345 | 1 | 6 | 18 | 16.21 |  |  | Install 32A, triple pole | No | 2 | 0 | 0 | 28/08/2025 02:21:47 | ZAR | 0 | 0 | SMALL POWER INSTALLATION | Isolators/Switch disconnectors | Flush mounted, switch disconnector | Double Pole | 0 | 160 | Rated current (A) | 0 |  | 0 |  | 0 | 44028004004 | 0 | OFF
308 | 2084 | 1 | 7 | 19 |  |  |  | Stripping & Making Safe | H1 |  |  | 0 | 2024-11-10 03:50 |  |  |  | Stripping & Making Safe |  |  | Exclude | 0 | 0 | Exclude | 0 | Exclude | 0 | Exclude | 0 | 49000000000 | 0 | OFF
309 | 2085 | 1 | 7 | 19 |  |  |  | Existing Workshop | H2 |  |  |  | 17/07/2025 08:26:44 |  |  |  | Strip out and make safe | Existing Areas |  | Exclude | 0 | 0 | Exclude | 0 | Exclude | 0 | Exclude | 0 | 1 | 0 | OFF
310 | 2086 | 1 | 7 | 19 |  |  |  | Lighting Installation | H3 |  |  |  | 17/07/2025 08:27:11 |  |  |  | Strip out and make safe | Admin Building | Main Kitchen | Exclude | 0 | 0 | Exclude | 0 | Exclude | 0 | Exclude | 0 | 1 | 0 | OFF
311 | 2087 | 1 | 7 | 19 | 171 |  |  | Strip out existing lighting installation and make safe | SUM | 1 | 0 | 0 | 28/08/2025 02:10:09 | ZAR | 0 | 0 | Strip out and make safe | Admin Building | Header 3 | Exclude | 0 | 0 | Exclude | 0 | Exclude | 0 | Exclude | 0 | 1 | 0 | OFF
312 | 2089 | 1 | 7 | 19 |  |  |  | Small Power | H3 |  |  |  | 17/07/2025 08:27:47 |  |  |  | Strip out and make safe | Header 2 | Canteen Area | Exclude | 0 | 0 | Exclude | 0 | Exclude | 0 | Exclude | 0 | 1 | 0 | OFF
313 | 2090 | 1 | 7 | 19 | 172 |  |  | Strip out existing small power installation and make safe | SUM | 1 | 0 | 0 | 28/08/2025 02:10:17 | ZAR | 0 | 0 | Strip out and make safe | Admin Building | Header 3 | Exclude | 0 | 0 | Exclude | 0 | Exclude | 0 | Exclude | 0 | 1 | 0 | OFF
314 | 2097 | 1 | 7 | 19 |  |  |  | Removal of redundant equipment from site | H3 |  |  |  | 2024-11-10 03:59 |  |  |  | Strip out and make safe | Header 2 | Removal of redundant equipment from site | Exclude | 0 | 0 | Exclude | 0 | Exclude | 0 | Exclude | 0 | 1 | 0 | OFF
315 | 2098 | 1 | 7 | 19 | 173 |  |  | Cost for the removal from site and disposal of all stripped out redundant materials | SUM | 1 | 0 | 0 | 2024-11-10 04:00 | ZAR | 0 | 0 | Strip out and make safe | Admin Building | Header 3 | Exclude | 0 | 0 | Exclude | 0 | Exclude | 0 | Exclude | 0 | 1 | 0 | OFF
[8 empty] | Fire Detection |  |  |  | 0
Supply and installation of Fire Detection System
Control panels
Fire detection controller & control panels
Supply and installation of addressible Ziton ZP2 4 loop fire control panel, including backup power supply battery, isolator, mounting brackets etc.
Supply and installation of addressible Ziton ZP2 4 loop fire control Panels as referred to in Part C3.1 Scope of Work, and C3.3 Detailed specifications.
[5 empty] | 18.1 |  |  | Adressable 4 loop panel | No | 2 | 0 | 0 | 27/10/2021 08:57:26 | ZAR | 0 | 0
[5 empty] | 18.2 |  |  | Master relay panel | No | 1 | 0 | 0 | 27/10/2021 08:57:26 | ZAR | 0 | 0
[5 empty] | 18.3 |  |  | Network Card | No | 2 | 0 | 0 | 27/10/2021 08:57:26 | ZAR | 0 | 0
Detection system accessories (Line Devices)
Supply and installation of smoke detection units as per Section C3. Scope of Work, Section C3.2 FD Standard Specifications and Section 2.6 of the Preambles when pricing. For both Ceiling and Void Note: Ceiling Void Detection to have LED indication installed below detector/sensor in ceiling tile. Point detector in conduit box, surface mounted
Detection units
[5 empty] | 18.4 |  |  | Optical detector new | No | 35 | 0 | 0 | 27/10/2021 08:57:26 | ZAR | 0 | 0
[5 empty] | 18.5 |  |  | Optical detector to new location | No | 5 | 0 | 0 |  | ZAR
[5 empty] | 18.6 |  |  | Rate of rise of heat detector | No | 4 | 0 | 0 | 27/10/2021 08:57:26 | ZAR | 0 | 0
Isolator Modules
Supply and installation of line isolator modules for short circuit protection as specified in the specifications
[5 empty] | 18.7 |  |  | LI module | No | 20 | 0 | 0 | 27/10/2021 08:57:26 | ZAR | 0 | 0
Resettable Break Glass Unit
Supply and installation of addressable, resettable surface mounted manual call points as indicated on the drawings and specifications
[5 empty] | 18.8 |  |  | MCP (Red) - Manual Call point | No | 10 | 0 | 0 | 27/10/2021 08:57:26 | ZAR | 0 | 0
[5 empty] | 18.9 |  |  | EDR (Green) - Emergency door release | No | 6 | 0 | 0 | 27/10/2021 08:57:26 | ZAR | 0 | 0
Speakers, sounders and siren units
Audible and Visual Alarm
Supply and installation of surface mounted sounder and strobe combination unit complete with base as indicated on the drawings and specifications
[5 empty] | 18.1 |  |  | Combination siren & strobe | No | 62 | 0 | 0 | 27/10/2021 08:57:26 | ZAR | 0 | 0
Supply and installation of surface mounted unit complete with base as indicated on the drawings and specifications
[5 empty] | 18.11 |  |  | Strobe only | No | Rate Only | 0 | 0 | 27/10/2021 08:57:26 | ZAR | 0 | 0
[5 empty] | 18.12 |  |  | Siren | No | Rate Only | 0 | 0 | 27/10/2021 08:57:26 | ZAR | 0 | 0
Interface, Monitor and Control
Interface and relays
Supply and installation of addressable low voltage relay modules for control of the HVAC & Smoke Extraction systems, Sprinkler Flow Switches, Fire Doors, etc. Control Modules shall be mounted in a surface mounted panel with door and catch, as shown on the drawings and specifications.
[5 empty] | 18.13 |  |  | Multi-voltage conventional relay (fan, damper, door AHU coontrol) | No | 6 | 0 | 0 | 27/10/2021 08:57:26 | ZAR | 0 | 0
[5 empty] | 18.14 |  |  | Line relay (normally open/closed) | No | 20 | 0 | 0 | 27/10/2021 08:57:26 | ZAR | 0 | 0
Door accessories
Supply and installation of maglocks, pushbars or hold open magnets as shown on the drawings and stipulated in the specifications
[5 empty] | 18.15 |  |  | Hold open device | No | Rate Only | 0 | 0 | 27/10/2021 08:57:26 | ZAR | 0 | 0
[5 empty] | 18.16 |  |  | Maglock | No | 6 | 0 | 0 | 27/10/2021 08:57:26 | ZAR | 0 | 0
[8 empty] | Wiring |  |  |  | 0
Cabling and Terminations
Fire retardant cable installed in cable tray or PCV consuit for field wiring to detectors and other devices as specified under clause 3.2 of the standard specification, including terminations. Cable shall be 1,5 sq mm.
[5 empty] | 19.1 |  |  | Standard 120min (PH120) cable, 2 core | No | Rate Only | 0 | 0 | 27/10/2021 08:57:26 | ZAR | 0 | 0
[5 empty] | 19.2 |  |  | Standard 120min (PH120) cable, 4 core | No | Rate Only | 0 | 0 | 27/10/2021 08:57:26 | ZAR | 0 | 0
[5 empty] | 19.3 |  |  | Standard 30min (PH30) cable, 2 core | No | 5475 | 0 | 0 | 27/10/2021 08:57:26 | ZAR | 0 | 0
[5 empty] | 19.4 |  |  | Standard 30min (PH30) cable, 4 core | No | Rate Only | 0 | 0 | 27/10/2021 08:57:26 | ZAR | 0 | 0
286 | 210 | 1 | 9 | 23 |  | Manual |  | Prime Cost Amounts | H1 |  |  | 0 | 23/07/2021 10:21:22 |  |  |  | Prime Cost Amounts |  |  | Exclude | 0 | 0 | Exclude | 0 | Exclude | 0 | Exclude | 0 | 90000000000 | 0 | OFF
287 | 211 | 1 | 9 | 23 |  | Manual |  | "Prime Cost Amount" means an amount included in the contract sum for the delivered cost of materials and goods obtained from a supplier as instructed by the principal agent. |  |  |  |  | 23/07/2021 10:21:22 |  |  |  | Prime Cost Amounts | Header 2 | Header 3 | Exclude | 0 | 0 | Exclude | 0 | Exclude | 0 | Exclude | 0 | 90000000001 | 0 | OFF
288 | 212 | 1 | 9 | 23 | [12 empty] | Prime Cost Amounts | Header 2 | Header 3 | Exclude | 0 | 0 | Exclude | 0 | Exclude | 0 | Exclude | 0 | 90000000002 | 0 | OFF
289 | 213 | 1 | 9 | 23 |  | Manual |  | Prime Cost Amounts exclude the cost of Overheads, Preliminaries and Profit. |  |  |  |  | 23/07/2021 10:21:23 |  |  |  | Prime Cost Amounts | Header 2 | Header 3 | Exclude | 0 | 0 | Exclude | 0 | Exclude | 0 | Exclude | 0 | 90000000003 | 0 | OFF
290 | 214 | 1 | 9 | 23 | [12 empty] | Prime Cost Amounts | Header 2 | Header 3 | Exclude | 0 | 0 | Exclude | 0 | Exclude | 0 | Exclude | 0 | 90000000004 | 0 | OFF
291 | 215 | 1 | 9 | 23 |  | Manual |  | Prime Cost Amounts shall include for delivery to site of all articles concerned. |  |  |  |  | 23/07/2021 10:21:23 |  |  |  | Prime Cost Amounts | Header 2 | Header 3 | Exclude | 0 | 0 | Exclude | 0 | Exclude | 0 | Exclude | 0 | 90000000005 | 0 | OFF
292 | 216 | 1 | 9 | 23 | [12 empty] | Prime Cost Amounts | Header 2 | Header 3 | Exclude | 0 | 0 | Exclude | 0 | Exclude | 0 | Exclude | 0 | 90000000006 | 0 | OFF
294 | 222 | 1 | 10 | 24 |  | Manual |  | Provisional Sums | H1 |  |  | 0 | 23/07/2021 10:21:35 |  |  |  | Prime Cost Amounts |  |  | Exclude | 0 | 0 | Exclude | 0 | Exclude | 0 | Exclude | 0 | 91000000000 | 0 | OFF
295 | 223 | 1 | 10 | 24 |  | Manual |  | "Provisional Sum" means an amount included in the contract sum for the supply and installation of work by a subcontractor/sub-subcontractor. |  |  |  |  | 23/07/2021 10:21:35 |  |  |  | Prime Cost Amounts | Header 2 | Header 3 | Exclude | 0 | 0 | Exclude | 0 | Exclude | 0 | Exclude | 0 | 91000000001 | 0 | OFF
296 | 224 | 1 | 10 | 24 | [12 empty] | Prime Cost Amounts | Header 2 | Header 3 | Exclude | 0 | 0 | Exclude | 0 | Exclude | 0 | Exclude | 0 | 91000000002 | 0 | OFF
297 | 225 | 1 | 10 | 24 |  | Manual |  | Provisional sums exclude the cost of Overheads, Preliminaries and Profit. |  |  |  |  | 23/07/2021 10:21:35 |  |  |  | Prime Cost Amounts | Header 2 | Header 3 | Exclude | 0 | 0 | Exclude | 0 | Exclude | 0 | Exclude | 0 | 91000000003 | 0 | OFF
298 | 226 | 1 | 10 | 24 | [12 empty] | Prime Cost Amounts | Header 2 | Header 3 | Exclude | 0 | 0 | Exclude | 0 | Exclude | 0 | Exclude | 0 | 91000000004 | 0 | OFF
299 | 227 | 1 | 10 | 24 |  | Manual |  | Provisional sums are for material and equipment supplied and installed complete by firms of specialists. |  |  |  |  | 23/07/2021 10:21:35 |  |  |  | Prime Cost Amounts | Header 2 | Header 3 | Exclude | 0 | 0 | Exclude | 0 | Exclude | 0 | Exclude | 0 | 91000000005 | 0 | OFF
300 | 228 | 1 | 10 | 24 | [12 empty] | Prime Cost Amounts | Header 2 | Header 3 | Exclude | 0 | 0 | Exclude | 0 | Exclude | 0 | Exclude | 0 | 91000000006 | 0 | OFF
302 | 234 | 1 | 11 | 25 |  | Manual |  | Budgetary Allowance | H1 |  |  | 295000 | 23/07/2021 10:21:49 |  |  |  | Budgetary Allowance |  |  | Exclude | 0 | 0 | Exclude | 0 | Exclude | 0 | Exclude | 0 | 92000000000 | 0 | OFF
303 | 235 | 1 | 11 | 25 |  | Manual |  | "Budgetary Allowance" means an amount included in the contract sum for work intended for execution by the contractor, the extent of which is identified but not detailed |  |  |  |  | 23/07/2021 10:21:49 |  |  |  | Budgetary Allowance | Header 2 | Header 3 | Exclude | 0 | 0 | Exclude | 0 | Exclude | 0 | Exclude | 0 | 92000000001 | 0 | OFF
304 | 236 | 1 | 11 | 25 | [12 empty] | Budgetary Allowance | Header 2 | Header 3 | Exclude | 0 | 0 | Exclude | 0 | Exclude | 0 | Exclude | 0 | 92000000002 | 0 | OFF
305 | 237 | 1 | 11 | 25 |  | Manual |  | Budgetary allowances include the cost of Overheads, Preliminaries and Profit. |  |  |  |  | 23/07/2021 10:21:49 |  |  |  | Budgetary Allowance | Header 2 | Header 3 | Exclude | 0 | 0 | Exclude | 0 | Exclude | 0 | Exclude | 0 | 92000000003 | 0 | OFF
306 | 238 | 1 | 11 | 25 | [12 empty] | Budgetary Allowance | Header 2 | Header 3 | Exclude | 0 | 0 | Exclude | 0 | Exclude | 0 | Exclude | 0 | 92000000004 | 0 | OFF
307 | 239 | 1 | 11 | 25 |  | Manual |  | Work for which budgetary allowances are provided will be measured and valued in accordance with the agreement and deducted in whole or in part if not required without any compensation for loss of profit on the said allowances. |  |  |  |  | 23/07/2021 10:21:49 |  |  |  | Budgetary Allowance | Header 2 | Header 3 | Exclude | 0 | 0 | Exclude | 0 | Exclude | 0 | Exclude | 0 | 92000000005 | 0 | OFF
308 | 240 | 1 | 11 | 25 | [12 empty] | Budgetary Allowance | Header 2 | Header 3 | Exclude | 0 | 0 | Exclude | 0 | Exclude | 0 | Exclude | 0 | 92000000006 | 0 | OFF
309 | 241 | 1 | 11 | 25 | 20.1 | Manual |  | Allow a budgetary allowance of R95,000.00 (Twenty Five Thousand) for Design Development | Item | 1 | 95000 | 95000 | 28/08/2025 11:00:02 | ZAR | 0 | 0 | Prime Cost Amounts | Header 2 | Header 3 | Exclude | 0 | 0 | Exclude | 0 | Exclude | 0 | Exclude | 0 | 92000000007 | 0 | OFF | 95000
310 | 242 | 1 | 11 | 25 | 20.2 | Manual |  | Contractor's/Subcontractor's percentage mark-up for attendance (includes for preliminaries, overheads and attendance) and profit on Design Development | %IT |  | 95000 | 0 | 28/08/2025 10:58:55 | ZAR | 0 | 0 | Prime Cost Amounts | Header 2 | Header 3 | Exclude | 0 | 0 | Exclude | 0 | Exclude | 0 | Exclude | 0 | 92000000008 | 0 | OFF
311 | 243 | 1 | 11 | 25 | [12 empty] | Prime Cost Amounts | Header 2 | Header 3 | Exclude | 0 | 0 | Exclude | 0 | Exclude | 0 | Exclude | 0 | 92000000009 | 0 | OFF
312 | 244 | 1 | 11 | 25 | 20.3 | Manual |  | Allow a budgetary allowance of R50,000.00 (Thirty Thousand) for System Integrations | Item | 1 | 50000 | 50000 | 28/08/2025 10:59:31 | ZAR | 0 | 0 | Prime Cost Amounts | Header 2 | Header 3 | Exclude | 0 | 0 | Exclude | 0 | Exclude | 0 | Exclude | 0 | 92000000010 | 0 | OFF | 50000
313 | 245 | 1 | 11 | 25 | 20.4 | Manual |  | Contractor's/Subcontractor's percentage mark-up for attendance (includes for preliminaries, overheads and attendance) and profit on System Integrations | %IT |  | 50000 | 0 | 28/08/2025 10:59:46 | ZAR | 0 | 0 | Prime Cost Amounts | Header 2 | Header 3 | Exclude | 0 | 0 | Exclude | 0 | Exclude | 0 | Exclude | 0 | 92000000011 | 0 | OFF
324 | 2286 | 1 | 8 | 20 | 20.5 | Manual |  | Allow a budgetary allowance of R30,000.00 ([Twenty Thousand Rand]) for Coordination & Integration with MEPF services | Item | 1 | 30000 | 30000 | 18/07/2025 04:28:37 | ZAR | 0 | 0 | Prime Cost Amounts | Header 2 | Header 3 | Exclude | 0 | 0 | Exclude | 0 | Exclude | 0 | Exclude | 0 | 1 | 0 | OFF | 30000
313 | 245 | 1 | 11 | 25 | 20.6 | Manual |  | Contractor's/Subcontractor's percentage mark-up for attendance (includes for preliminaries, overheads and attendance) and profit on Coordination & Integration with MEPF services | %IT |  | 30000 | 0 | 28/08/2025 10:59:46 | ZAR | 0 | 0 | Prime Cost Amounts | Header 2 | Header 3 | Exclude | 0 | 0 | Exclude | 0 | Exclude | 0 | Exclude | 0 | 92000000011 | 0 | OFF
325 | 2288 | 1 | 8 | 20 | [12 empty] | Budgetary Allowance | Header 2 | Header 3 | Exclude | 0 | 0 | Exclude | 0 | Exclude | 0 | Exclude | 0 | 92000000006 | 0 | OFF
326 | 2287 | 1 | 8 | 20 | 20.7 | Manual |  | Allow a budgetary allowance of R120,000.00 ([Twenty Thousand Rand]) for Coordination with civil structural services | Item | 1 | 120000 | 120000 | 18/07/2025 04:29:19 | ZAR | 0 | 0 | Prime Cost Amounts | Header 2 | Header 3 | Exclude | 0 | 0 | Exclude | 0 | Exclude | 0 | Exclude | 0 | 1 | 0 | OFF | 120000
313 | 245 | 1 | 11 | 25 | 20.8 | Manual |  | Contractor's/Subcontractor's percentage mark-up for attendance (includes for preliminaries, overheads and attendance) and profit on Coordination with civil structural services | %IT |  | 120000 | 0 | 28/08/2025 10:59:46 | ZAR | 0 | 0 | Prime Cost Amounts | Header 2 | Header 3 | Exclude | 0 | 0 | Exclude | 0 | Exclude | 0 | Exclude | 0 | 92000000011 | 0 | OFF
|  | END | [5 empty] | Sub-Total |  |  |  | 295000
[8 empty] | VAT |  |  |  | 44250
[8 empty] | Total |  |  |  | 339250