## Background
Formal comments on the Integrated Resource Plan (IRP) Update Assumptions, Base Case and Observations 2016
CSIR Energy Centre
March 2017
This spreadsheet forms part of the above submission as part of the draft IRP 2016 public participation process.
The input assumptions and results presented are final in the context of this submission and using the data available.
A brief description of sheet names is given below.
Sheet name | Description
Inputs_Summary | A summary of key input assumptions as well as a summary of results from each scenario and sensitivity
HC-BC | Base Case
HC-UCBC | Unconstrained Base Case
HC-CB | Carbon Budget
O-LC_DS | Least cost
O-DC_DS | Decarbonised
O-LC_DS-Exp | Least cost (with expected costs)
O-BC-LowD | Base Case (Low Demand)
O-UCBC-LowD | Unconstraiined Base Case (Low Demand)
O-LC_DS-LowD | Least Cost (Low Demand)

## Inputs_Summary
CO2 emissions
Existing |  | Coal | Nuclear | Gas | Peaking | Hydro | Wind | CSP | Solar PV | Biogas | Biomass | DR | Pumped storage | Other storage
CO2 emissions [kg/MWh] |  | 1078.604 | 0 | 367 | 574 | 0 | 0 | 0 | 0 | 0 | 0 | 0.015 | 0.2 | 0
Committed |  | Coal | Nuclear | Gas | Peaking | Hydro | Wind | CSP | Solar PV | Biogas | Biomass | DR | Pumped storage | Other storage
CO2 emissions [kg/MWh] |  | 975.7231 | 0 | 367 | 574 | 0 | 0 | 0 | 0 | 0 | 0 | 0.015 | 0.2 | 0
New Build |  | Coal | Nuclear | Gas | Peaking | Hydro | Wind | CSP | Solar PV | Biogas | Biomass | DR | Pumped storage | Other storage
CO2 emissions [kg/MWh] |  | 975.7231 | 0 | 367 | 574 | 0 | 0 | 0 | 0 | 0 | 0 | 0.015 | 0.2 | 0
Water usage
Existing |  | Coal | Nuclear | Gas | Peaking | Hydro | Wind | CSP | Solar PV | Biogas | Biomass | DR | Pumped storage | Other storage
Water usage [l/MWh] |  | 1440 | 0 | 19.8 | 0 | 0 | 0 | 80 | 0 | 0 | 227 | 0.015 | 0.2 | 0
Committed |  | Coal | Nuclear | Gas | Peaking | Hydro | Wind | CSP | Solar PV | Biogas | Biomass | DR | Pumped storage | Other storage
Water usage [l/MWh] |  | 231 | 0 | 19.8 | 0 | 0 | 0 | 80 | 0 | 0 | 227 | 0.015 | 0.2 | 0
New Build |  | Coal | Nuclear | Gas | Peaking | Hydro | Wind | CSP | Solar PV | Biogas | Biomass | DR | Pumped storage | Other storage
Water usage [l/MWh] |  | 231 | 0 | 19.8 | 0 | 0 | 0 | 80 | 0 | 0 | 227 | 0.015 | 0.2 | 0
GENERATION COST
Existing |  | Coal | Nuclear | Gas | Peaking | Hydro | Wind | CSP | Solar PV | Biogas | Biomass | DR | Pumped storage | Other storage
Capital costs [R/kW/yr] | 2016-2050 | 547 | 0 | 0 | 0 | 0 | 0 | 0 | 0 | 0 | 0 | 0 | 0 | 0
Fixed costs [R/kW/yr] | 2016-2050 | 650 | 650 | 0 | 161 | 0 | 0 | 0 | 0 | 0 | 0 | 0 | 201 | 0
Variable costs (incl fuel) [R/kWh] | 2016-2050 | 0.26832 | 0.12287 | 0.95 | 2.5 | 0.3 | 0.93 | 3.3 | 1.7 | 1.107 | 1.65 | 1.51 | 0.05 | 0
Committed |  | Coal | Nuclear | Gas | Peaking | Hydro | Wind | CSP | Solar PV | Biogas | Biomass | DR | Pumped storage | Other storage
Capital costs [R/kW/yr] | 2016-2050 | 4602 | 6454.9045 | 901.1097 | 794.3546 | 0 | 0 | 0 | 0 | 2810 | 0 | 0 | 2328.2524 | 0
Fixed costs [R/kW/yr] | 2016-2050 | 924 | 968.0686 | 165.1733 | 160.7978 | 0 | 0 | 0 | 0 | 2373 | 0 | 0 | 201.2708 | 0
Variable costs (incl fuel) [R/kWh] | 2016-2050 | 0.36169 | 0.12287 | 1.1311 | 1.7303 | 1.24 | 0.70507 | 2.2908 | 0.79658 | 0.09 | 1.61 | 1.51 | 0 | 0
New Build |  | Coal | Nuclear | Gas | Peaking | Hydro | Wind | CSP | Solar PV | Biogas | Biomass | DR | Pumped storage | Other storage
Capital costs [R/kW/yr] | 2016 | 3559.4977 | 6454.9045 | 901.1097 | 794.3546 | 5564 | 1911 | 10206 | 1073 | 1154.079 | 4395 |  | 2328.2524 | 2512
| 2030 | 3559.4977 | 6281 | 901.1097 | 794.3546 | 5564 | 1911 | 8246 | 967 | 1154.079 | 4395 |  | 2328.2524 | 2512
| 2040 | 3559.4977 | 6281 | 901.1097 | 794.3546 | 5564 | 1911 | 7196 | 911 | 1154.079 | 4395 |  | 2328.2524 | 2512
| 2050 | 3559.4977 | 6281 | 901.1097 | 794.3546 | 5564 | 1911 | 6146 | 854 | 1154.079 | 4395 |  | 2328.2524 | 2512
Fixed costs [R/kW/yr] | 2016 | 924 | 968.0686 | 165.1733 | 160.7978 | 907.4248 | 0 | 0 | 0 | 422 | 1655.0144 |  | 201.2708 | 618
| 2030 | 924 | 968.0686 | 165.1733 | 160.7978 | 907.4248 | 0 | 0 | 0 | 422 | 1655.0144 |  | 201.2708 | 618
| 2040 | 924 | 968.0686 | 165.1733 | 160.7978 | 907.4248 | 0 | 0 | 0 | 422 | 1655.0144 |  | 201.2708 | 618
| 2050 | 924 | 968.0686 | 165.1733 | 160.7978 | 907.4248 | 0 | 0 | 0 | 422 | 1655.0144 |  | 201.2708 | 618
Variable costs (incl fuel) [R/kWh] | 2016 | 0.36169 | 0.12287 | 1.1311 | 1.7303 | 0 | 0 | 0 | 0 | 1.42 | 0.46 | 1.51 | 0 | 0.032
| 2030 | 0.36169 | 0.12287 | 1.1311 | 1.7303 | 0 | 0 | 0 | 0 | 1.42 | 0.46 | 1.51 | 0 | 0.032
| 2040 | 0.36169 | 0.12287 | 1.1311 | 1.7303 | 0 | 0 | 0 | 0 | 1.42 | 0.46 | 1.51 | 0 | 0.032
| 2050 | 0.36169 | 0.12287 | 1.1311 | 1.7303 | 0 | 0 | 0 | 0 | 1.42 | 0.46 | 1.51 | 0 | 0.032
Localised job creation potential
|  | Coal | Nuclear | Gas | Peaking | Hydro | Wind | CSP | Solar PV | Biogas | Biomass | DR | Pumped storage | Other storage
Capital [jobs/(GW/yr)] |  | 25570 | 14750 | 4680 | 4680 |  | 6400 | 26000 | 8720 | [5 empty] | 25570 | 14750 | 4680 | 4680 | 6400 | 26000 | 8720 | 25570 | 14750 | 4680 | 4680 | 6400 | 26000 | 8720
Operations [jobs/TWh] |  | 235.6 | 81 | 32 | 32 |  | 120 | 130 | 110 | [5 empty] | 80 | 81 | 32 | 32 | 120 | 130 | 110 | 235.6 | 81 | 32 | 32 | 120 | 130 | 110
Capital suppliers [jobs/(GW/yr)] |  | 5990 | 8450 | 800 | 800 |  | 4400 | 9000 | 4920 | [5 empty] | 5990 | 8450 | 800 | 800 | 4400 | 9000 | 4920 | 5990 | 8450 | 800 | 800 | 4400 | 9000 | 4920
Operations suppliers [jobs/TWh] |  | 147.25 | 12 | 6 | 6 |  | 4 | 15 | 18 | [5 empty] | 50 | 12 | 6 | 6 | 4 | 15 | 18 | 147.25 | 12 | 6 | 6 | 4 | 15 | 18
Tariff estimate
|  | HC-BC | HC-BCUnconst | HC-CB | O-LC_DS | Decarbonise | O-LC_DS-Exp |  | BC-LowD | O-UCBC-LowD | O-LC | O-LC_DS
Cost of Tx, Dx, customer services [R/kWh] |  | 0.3 | 0.3 | 0.3 | 0.3 | 0.3 | 0.3 |  | 0.3 | 0.3 | 0.3 | 0.3
Cost of CO2 [R/t] | 2016 | 120 | 120 | 120 | 120 | 120 | 120 | 120 | 120 | 120 | 120 | 120
| 2030 | 120 | 120 | 120 | 120 | 120 | 120 |  | 120 | 120 | 120 | 120
| 2040 | 120 | 120 | 120 | 120 | 120 | 120 |  | 120 | 120 | 120 | 120
| 2050 | 120 | 120 | 120 | 120 | 120 | 120 |  | 120 | 120 | 120 | 120
SCENARIO SUMMARY
|  | HC-BC | HC-UCBC | HC-CB | O-LC_DS | DC_DS | O-LC_DS-Exp |  | BC-LowD | O-UCBC-LowD | O-LC_DS
Customer demand [GWh] | 2016 | 242087 | 242087 | 242087 | 242087 | 242087 | 242087 |  | 242087 | 242087 | 242087
| 2030 | 343528 | 343528 | 343528 | 343528 | 343528 | 343528 |  | 307352.2173 | 307352.2173 | 307352.2173
| 2040 | 428431 | 428431 | 428431 | 428431 | 428431 | 428431 |  | 351563.9034 | 351563.9034 | 351563.9034
| 2050 | 521559 | 521559 | 521559 | 521559 | 521559 | 521559 |  | 382252.542 | 382252.542 | 382252.542
|  | HC-BC | HC-UCBC | HC-CB | O-LC_DS | DC_DS | O-LC_DS-Exp |  | BC-LowD | O-UCBC-LowD | O-LC_DS
Peak demand [MW] | 2016 | 34700 | 34700 | 34700 | 34700 | 34700 | 34700 |  | 34700 | 34700 | 34700
| 2030 | 52724 | 52724 | 52724 | 52724 | 52724 | 52724 |  | 51242.667 | 51242.667 | 51242.667
| 2040 | 70777 | 70777 | 70777 | 70777 | 70777 | 70777 |  | 58078.52 | 58078.52 | 58078.52
| 2050 | 85804 | 85804 | 85804 | 85804 | 85804 | 85804 |  | 62886.0725 | 62886.0725 | 62886.0725
|  | HC-BC | HC-UCBC | HC-CB | O-LC_DS | DC_DS | O-LC_DS-Exp |  | BC-LowD | O-UCBC-LowD | O-LC_DS
Installed capacity [MW] | 2016 | 49647.6 | 49647.6 | 49647.6 | 49647.6 | 49647.6 | 49647.6 |  | 49647.6 | 49647.6 | 49647.6
| 2030 | 83462.6 | 96174.6 | 96294.6 | 98966.6 | 117829.6 | 108888.6 |  | 74171.6 | 75839.6 | 81462.6
| 2040 | 109734.6 | 141886.6 | 127065.6 | 176358.6 | 190740.6 | 224123.6 |  | 93038.6 | 117720.6 | 137096.6
| 2050 | 136177.6 | 176794.6 | 149517.6 | 237467.6 | 250891.6 | 317410.6 |  | 108338.6 | 145492.6 | 172048.6
|  | HC-BC | HC-UCBC | HC-CB | O-LC_DS | DC_DS | O-LC_DS-Exp |  | BC-LowD | O-UCBC-LowD | O-LC_DS
Energy generated [GWh] | 2016 | 245932.5282 | 240199.298 | 240199.298 | 240199.298 | 240199.298 | 240199.298 |  | 245932.5282 | 245932.5282 | 245932.5282
| 2030 | 350221.9484 | 350148.7732 | 349972.8124 | 351060.402 | 352185.2903 | 365300.2084 |  | 314525.9296 | 314811.9027 | 314681.6168
| 2040 | 434515.2674 | 434402.6273 | 435203.2582 | 436480.8335 | 437187.1561 | 480562.516 |  | 358603.2737 | 358852.4511 | 359437.9347
| 2050 | 527750.718 | 526929.3055 | 526955.9202 | 529343.9369 | 532070.9897 | 589652.2931 |  | 389198.6882 | 389602.663 | 390142.3651
|  | HC-BC | HC-UCBC | HC-CB | O-LC_DS | DC_DS | O-LC_DS-Exp |  | BC-LowD | O-UCBC-LowD | O-LC_DS
RE share [%] | 2016 | 10.52% | 10.27% | 10.27% | 10.27% | 10.27% | 10.27% |  | 10.36% | 10.36% | 10.36%
| 2030 | 22.43% | 32.01% | 33.68% | 37.23% | 53.92% | 38.34% |  | 22.5% | 25.98% | 30.19%
| 2040 | 29.42% | 48.11% | 40.92% | 66.14% | 73.64% | 75.19% |  | 35.18% | 55.04% | 60.32%
| 2050 | 29.22% | 50.96% | 35.35% | 75.94% | 94.09% | 86.22% |  | 39.26% | 64.48% | 71.47%
|  | HC-BC | HC-UCBC | HC-CB | O-LC_DS | DC_DS | O-LC_DS-Exp |  | BC-LowD | O-UCBC-LowD | O-LC_DS
Total wholesale generation cost (w/o CO2) [R-billion/yr] | 2016 | 130.0004 | 127.5543 | 127.5543 | 127.5543 | 127.5543 | 127.5543 |  | 130.0004 | 130.0004 | 130.0004
| 2030 | 281.2232 | 271.1508 | 300.3643 | 264.0599 | 262.2744 | 249.703 |  | 242.2769 | 241.3236 | 235.3455
| 2040 | 406.8119 | 382.7169 | 401.0616 | 366.2562 | 369.5507 | 315.2366 |  | 323.6552 | 311.5002 | 298.5555
| 2050 | 543.179 | 501.629 | 531.8348 | 470.3698 | 518.0972 | 372.5133 |  | 371.9137 | 355.5573 | 343.4538
|  | HC-BC | HC-UCBC | HC-CB | O-LC_DS | DC_DS | O-LC_DS-Exp |  | BC-LowD | O-UCBC-LowD | O-LC_DS
Total wholesale generation cost (w CO2) [R-billion/yr] | 2016 | 155.9892 | 152.9417 | 152.9417 | 152.9417 | 152.9417 | 152.9417 |  | 155.9892 | 155.9892 | 155.9892
| 2030 | 311.3223 | 296.8894 | 321.4725 | 288.5511 | 279.2365 | 274.4291 |  | 268.7583 | 266.7701 | 259.7763
| 2040 | 435.4698 | 402.6404 | 414.5975 | 379.8282 | 378.1395 | 326.2142 |  | 346.7547 | 326.0923 | 311.7163
| 2050 | 565.6146 | 522.4732 | 543.664 | 480.646 | 519.6555 | 379.7075 |  | 396.3999 | 368.0267 | 352.7311
|  | HC-BC | HC-UCBC | HC-CB | O-LC_DS | DC_DS | O-LC_DS-Exp |  | BC-LowD | O-UCBC-LowD | O-LC_DS
Total system cost (w/o CO2) [R-billion/yr] | 2016 | 202.6265 | 200.1804 | 200.1804 | 200.1804 | 200.1804 | 200.1804 |  | 202.6265 | 202.6265 | 202.6265
| 2030 | 384.2816 | 374.2092 | 403.4227 | 367.1183 | 365.3328 | 352.7614 |  | 334.4826 | 333.5292 | 327.5511
| 2040 | 535.3412 | 511.2462 | 529.5909 | 494.7855 | 498.08 | 443.7659 |  | 429.1244 | 416.9693 | 404.0247
| 2050 | 699.6467 | 658.0967 | 688.3025 | 626.8375 | 674.5649 | 528.981 |  | 486.5894 | 470.2331 | 458.1296
|  | HC-BC | HC-UCBC | HC-CB | O-LC_DS | DC_DS | O-LC_DS-Exp |  | BC-LowD | O-UCBC-LowD | O-LC_DS
Total system cost (w CO2) [R-billion/yr] | 2016 | 228.6153 | 225.5678 | 225.5678 | 225.5678 | 225.5678 | 225.5678 |  | 228.6153 | 228.6153 | 228.6153
| 2030 | 414.3807 | 399.9478 | 424.5309 | 391.6095 | 382.2949 | 377.4875 |  | 360.964 | 358.9758 | 351.9819
| 2040 | 563.9991 | 531.1697 | 543.1268 | 508.3575 | 506.6688 | 454.7435 |  | 452.2239 | 431.5614 | 417.1855
| 2050 | 722.0823 | 678.9409 | 700.1317 | 637.1137 | 676.1232 | 536.1752 |  | 511.0757 | 482.7025 | 467.4069
|  | HC-BC | HC-UCBC | HC-CB | O-LC_DS | DC_DS | O-LC_DS-Exp |  | BC-LowD | O-UCBC-LowD | O-LC_DS
Average tariff (w/o CO2) [R/kWh] | 2016 | 0.837 | 0.82689 | 0.82689 | 0.82689 | 0.82689 | 0.82689 |  | 0.837 | 0.837 | 0.837
| 2030 | 1.1186 | 1.0893 | 1.1744 | 1.0687 | 1.0635 | 1.0269 |  | 1.0883 | 1.0852 | 1.0657
| 2040 | 1.2495 | 1.1933 | 1.2361 | 1.1549 | 1.1626 | 1.0358 |  | 1.2206 | 1.186 | 1.1492
| 2050 | 1.3415 | 1.2618 | 1.3197 | 1.2019 | 1.2934 | 1.0142 |  | 1.273 | 1.2302 | 1.1985
|  | HC-BC | HC-UCBC | HC-CB | O-LC_DS | DC_DS | O-LC_DS-Exp |  | BC-LowD | O-UCBC-LowD | O-LC_DS
Average tariff (w CO2) [R/kWh] | 2016 | 0.94267 | 0.93259 | 0.93259 | 0.93259 | 0.93259 | 0.93259 |  | 0.94267 | 0.94267 | 0.94267
| 2030 | 1.2046 | 1.1628 | 1.2347 | 1.1384 | 1.1116 | 1.0946 |  | 1.1725 | 1.166 | 1.1434
| 2040 | 1.3155 | 1.2392 | 1.2672 | 1.186 | 1.1822 | 1.0586 |  | 1.285 | 1.2267 | 1.1858
| 2050 | 1.384 | 1.3013 | 1.3422 | 1.2213 | 1.2963 | 1.0264 |  | 1.3359 | 1.2622 | 1.2223
|  | HC-BC | HC-UCBC | HC-CB | O-LC_DS | DC_DS | O-LC_DS-Exp |  | BC-LowD | O-UCBC-LowD | O-LC_DS
CO2 emisisons [Mt/yr] | 2016 | 216.5736 | 211.5616 | 211.5616 | 211.5616 | 211.5616 | 211.5616 |  | 216.5736 | 216.5736 | 216.5736
| 2030 | 250.8259 | 214.4883 | 175.9012 | 204.0931 | 141.3505 | 206.051 |  | 220.6783 | 212.0543 | 203.5901
| 2040 | 238.8164 | 166.0295 | 112.7994 | 113.1005 | 71.5737 | 91.4802 |  | 192.4957 | 121.6008 | 109.6733
| 2050 | 186.9631 | 173.7019 | 98.5767 | 85.635 | 12.9852 | 59.9515 |  | 204.0518 | 103.9117 | 77.3112
-72.6498
|  | HC-BC | HC-UCBC | HC-CB | O-LC_DS | DC_DS | O-LC_DS-Exp |  | BC-LowD | O-UCBC-LowD | O-LC_DS
Water [bl/yr] | 2016 | 282.168 | 280.966 | 280.966 | 280.966 | 280.966 | 280.966 |  | 282.168 | 282.168 | 282.168
| 2030 | 215.9505 | 203.808 | 166.5575 | 196.4136 | 142.3045 | 195.7484 |  | 211.8285 | 203.5193 | 196.86
| 2040 | 105.8119 | 85.2388 | 66.6242 | 65.6826 | 33.7771 | 54.3898 |  | 94.1565 | 73.3186 | 66.1065
| 2050 | 41.2102 | 32.8927 | 18.0577 | 15.2463 | 10.3331 | 11.6716 |  | 46.0154 | 21.5109 | 14.9685
|  | HC-BC | HC-UCBC | HC-CB | O-LC_DS | DC_DS | O-LC_DS-Exp |  | BC-LowD | O-UCBC-LowD | O-LC_DS
Localised jobs [jobs] | 2016 | 79053.5001 | 77015.9563 | 77015.9563 | 77015.9563 | 77015.9563 | 77015.9563 |  | 79053.5001 | 79053.5001 | 79053.5001
| 2030 | 152986.2056 | 146266.9891 | 141615.4911 | 149101.3322 | 144164.9452 | 156344.5738 |  | 127307.521 | 127486.2896 | 132423.0064
| 2040 | 241003.228 | 233756.6444 | 215684.8671 | 258550.8852 | 254257.8887 | 294312.1349 |  | 194981.9033 | 182375.0228 | 210551.2531
| 2050 | 295353.7742 | 281296.6385 | 252875.3742 | 324827.0485 | 331302.732 | 391880.6749 |  | 244075.049 | 226952.1613 | 248245.6383

## HC-BC
CAPACITY
| Existing (with decommissioning) [MW] | Coal | Nuclear | Gas | Peaking | Hydro | Wind | CSP | Solar PV | Biogas | Biomass | DR | Pumped storage | Other Storage | Hydro (incl. PS) | Biomass/-gas | TOTAL
| 2016 | 36060 | 1860 | 424.6 | 3419 | 2179 | 1306 | 200 | 1479 | 0 | 264 | 0 | 1580 | 0 | 3759 | 264 | 48771.6
| 2030 | 23080 | 1860 | 424.6 | 3077 | 2179 | 1306 | 200 | 1479 | 0 | 264 | 0 | 1580 | 0 | 3759 | 264 | 35449.6
| 2040 | 7660 | 1860 | 424.6 | 1005 | 2179 | 0 | 200 | 435 | 0 | 264 | 0 | 1580 | 0 | 3759 | 264 | 15607.6
| 2050 | 670 | 0 | 424.6 | 0 | 2179 | 0 | 0 | 0 | 0 | 264 | 0 | 1580 | 0 | 3759 | 264 | 5117.6
| Committed/under construction (with decommissioning) [MW] | Coal | Nuclear | Gas | Peaking | Hydro | Wind | CSP | Solar PV | Biogas | Biomass | DR | Pumped storage | Other Storage | Hydro (incl. PS) | Biomass/-gas | TOTAL
| 2016 | 722 | 0 | 0 | 0 | 0 | 154 | 0 | 0 | 0 | 0 | 0 | 0 | 0 | 0 | 0 | 876
| 2030 | 9536 | 0 | 0 | 0 | 45 | 2800 | 850 | 1332 | 53 | 153 | 0 | 1332 | 0 | 1377 | 206 | 16101
| 2040 | 9536 | 0 | 0 | 0 | 45 | 0 | 850 | 1332 | 53 | 153 | 0 | 1332 | 0 | 1377 | 206 | 13301
| 2050 | 9536 | 0 | 0 | 0 | 45 | 0 | 0 | 0 | 0 | 0 | 0 | 1332 | 0 | 1377 | 0 | 10913
| New Build (incl. decommissioning) [MW] | Coal | Nuclear | Gas | Peaking | Hydro | Wind | CSP | Solar PV | Biogas | Biomass | DR | Pumped storage | Other Storage | Hydro (incl. PS) | Biomass/-gas | TOTAL
| 2016 | 0 | 0 | 0 | 0 | 0 | 0 | 0 | 0 | 0 | 0 | 0 | 0 | 0 | 0 | 0 | 0
| 2030 | 5250 | 0 | 7320 | 5412 | 1000 | 7000 | 0 | 4680 | 250 | 0 | 1000 | 0 | 0 | 1000 | 250 | 31912
| 2040 | 14250 | 2718 | 16836 | 11352 | 2500 | 21300 | 0 | 10620 | 250 | 0 | 1000 | 0 | 0 | 2500 | 250 | 80826
| 2050 | 15000 | 20385 | 21960 | 13332 | 2500 | 30400 | 0 | 15820 | 250 | 0 | 500 | 0 | 0 | 2500 | 250 | 120147
| Total Installed capacity [MW] | Coal | Nuclear | Gas | Peaking | Hydro | Wind | CSP | Solar PV | Biogas | Biomass | DR | Pumped storage | Other Storage | Hydro (incl. PS) | Biomass/-gas | TOTAL
36782 | 2016 | 36782 | 1860 | 424.6 | 3419 | 2179 | 1460 | 200 | 1479 | 0 | 264 | 0 | 1580 | 0 | 3759 | 264 | 49647.6
32616 | 2030 | 37866 | 1860 | 7744.6 | 8489 | 3224 | 11106 | 1050 | 7491 | 303 | 417 | 1000 | 2912 | 0 | 6136 | 720 | 83462.6
17196 | 2040 | 31446 | 4578 | 17260.6 | 12357 | 4724 | 21300 | 1050 | 12387 | 303 | 417 | 1000 | 2912 | 0 | 7636 | 720 | 109734.6
10206 | 2050 | 25206 | 20385 | 22384.6 | 13332 | 4724 | 30400 | 0 | 15820 | 250 | 264 | 500 | 2912 | 0 | 7636 | 514 | 136177.6
| 2016 | 74.09% | 3.746% | 0.8552% | 6.887% | 4.389% | 2.941% | 0.4028% | 2.979% | 0% | 0.5317% | 0% | 3.182% | 0% | 7.571% | 0.5317% | 100%
| 2030 | 45.37% | 2.229% | 9.279% | 10.17% | 3.863% | 13.31% | 1.258% | 8.975% | 0.363% | 0.4996% | 1.198% | 3.489% | 0% | 7.352% | 0.8627% | 100%
| 2040 | 28.66% | 4.172% | 15.73% | 11.26% | 4.305% | 19.41% | 0.9569% | 11.29% | 0.2761% | 0.38% | 0.9113% | 2.654% | 0% | 6.959% | 0.6561% | 100%
| 2050 | 18.51% | 14.97% | 16.44% | 9.79% | 3.469% | 22.32% | 0% | 11.62% | 0.1836% | 0.1939% | 0.3672% | 2.138% | 0% | 5.607% | 0.3774% | 100%
ENERGY GENERATED
| Existing (with decommissioning) [GWh] | Coal | Nuclear | Gas | Peaking | Hydro | Wind | CSP | Solar PV | Biogas | Biomass | DR | Pumped storage | Other Storage | Hydro (incl. PS) | Biomass/-gas | TOTAL
| 2016 | 194808.8043 | 14743.8788 | 756.0768 | 2024.3137 | 15799.1243 | 4022.2163 | 827.6699 | 2639.0862 | 0 | 1583.7347 | 0 | 2994.393 | 0 | 18793.5172 | 1583.7347 | 240199.298 |  |  |  |  | 194808.8043 | 14743.8788 | 756.0768 | 2024.3137 | 15799.1243 | 4022.2163 | 827.6699 | 2639.0862 | 0 | 1583.7347 | 0 | 2994.393
| 2030 | 132296.2097 | 14622.2878 | 2225.5742 | 104.0369 | 12951.5772 | 4186.9762 | 840.4552 | 2623.3625 | 0 | 1573.8135 | 0 | 2256.1733 | 0 | 15207.7505 | 1573.8135 | 173680.4665 |  |  |  |  | 129706 | 14336 | 2182 | 102 | 12698 | 4105 | 824 | 2572 | 0 | 1543 | 0 | 2212
| 2040 | 43422.5048 | 14699.7832 | 2231.3785 | 86.363 | 12876.1183 | 0 | 843.5454 | 776.2626 | 0 | 1623.8249 | 0 | 2073.7158 | 0 | 14949.8341 | 1623.8249 | 78633.4965 |  |  |  |  | 43240 | 14638 | 2222 | 86 | 12822 | 0 | 840 | 773 | 0 | 1617 | 0 | 2065
| 2050 | 0 | 0 | 2217.4614 | 0 | 12819.3487 | 0 | 0 | 0 | 0 | 1588.5531 | 0 | 2053.6196 | 0 | 14872.9683 | 1588.5531 | 18678.9828 |  |  |  |  | 0 | 0 | 2179 | 0 | 12597 | 0 | 0 | 0 | 0 | 1561 | 0 | 2018
| Committed/under construction (with decommissioning) [GWh] | Coal | Nuclear | Gas | Peaking | Hydro | Wind | CSP | Solar PV | Biogas | Biomass | DR | Pumped storage | Other Storage | Hydro (incl. PS) | Biomass/-gas | TOTAL
| 2016 | 5136.717 | 0 | 0 | 0 | 0 | 474.2889 | 83.7231 | 0 | 0 | 38.5012 | 0 | 0 | 0 | 0 | 38.5012 | 5733.2301 |  |  |  |  | 5136.717 | 0 | 0 | 0 | 0 | 474.2889 | 83.7231 | 0 | 0 | 38.5012 | 0 | 0
| 2030 | 70964.4025 | 0 | 0 | 0 | 194.8142 | 8977.7746 | 4213.4955 | 2363.2701 | 354.9495 | 1025.0697 | 0 | 2890.5946 | 0 | 3085.4088 | 1380.0192 | 90984.3708 |  |  |  |  | 69575 | 0 | 0 | 0 | 191 | 8802 | 4131 | 2317 | 348 | 1005 | 0 | 2834
| 2040 | 74061.2795 | 0 | 0 | 0 | 195.823 | 0 | 4221.744 | 2376.9905 | 356.4984 | 1030.3305 | 0 | 2607.9613 | 0 | 2803.7843 | 1386.8288 | 84850.6271 |  |  |  |  | 73750 | 0 | 0 | 0 | 195 | 0 | 4204 | 2367 | 355 | 1026 | 0 | 2597
| 2050 | 72028.315 | 0 | 0 | 0 | 193.3537 | 0 | 0 | 0 | 0 | 0 | 0 | 2702.8809 | 0 | 2896.2345 | 0 | 74924.5495 |  |  |  |  | 70779 | 0 | 0 | 0 | 190 | 0 | 0 | 0 | 0 | 0 | 0 | 2656
| New Build (incl. decommissioning) [GWh] | Coal | Nuclear | Gas | Peaking | Hydro | Wind | CSP | Solar PV | Biogas | Biomass | DR | Pumped storage | Other Storage | Hydro (incl. PS) | Biomass/-gas | TOTAL
| 2016 | 0 | 0 | 0 | 0 | 0 | 0 | 0 | 0 | 0 | 0 | 0 | 0 | 0 | 0 | 0 | 0 |  |  |  |  | 0 | 0 | 0 | 0 | 0 | 0 | 0 | 0 | 0 | 0 | 0 | 0
| 2030 | 33516.2094 | 0 | 13615.5776 | 543.6439 | 5283.4438 | 22443.4166 | 0 | 8301.5346 | 1729.8689 | 0 | 123.4164 | 0 | 0 | 5283.4438 | 1729.8689 | 85557.1112 |  |  |  |  | 32860 | 0 | 13349 | 533 | 5180 | 22004 | 0 | 8139 | 1696 | 0 | 121 | 0
| 2040 | 105057.5568 | 20082.4063 | 43143.3314 | 883.7143 | 15401.7335 | 65645.9097 | 0 | 18955.6707 | 1737.3019 | 0 | 123.5192 | 0 | 0 | 15401.7335 | 1737.3019 | 271031.1437 |  |  |  |  | 104616 | 19998 | 42962 | 880 | 15337 | 65370 | 0 | 18876 | 1730 | 0 | 123 | 0
| 2050 | 100589.7059 | 147889.1034 | 46966.6256 | 843.6326 | 14935.045 | 93093.6892 | 0 | 28041.3713 | 1730.0066 | 0 | 58.0061 | 0 | 0 | 14935.045 | 1730.0066 | 434147.1857 |  |  |  |  | 98845 | 145324 | 46152 | 829 | 14676 | 91479 | 0 | 27555 | 1700 | 0 | 57 | 0
| Total energy [GWh] | Coal | Nuclear | Gas | Peaking | Hydro | Wind | CSP | Solar PV | Biogas | Biomass | DR | Pumped storage | Other Storage | Hydro (incl. PS) | Biomass/-gas | TOTAL |  |  | RE share [GWh] | RE share [%]
199945.5213 | 2016 | 199945.5213 | 14743.8788 | 756.0768 | 2024.3137 | 15799.1243 | 4496.5052 | 911.393 | 2639.0862 | 0 | 1622.2359 | 0 | 2994.393 | 0 | 18793.5172 | 1622.2359 | 245932.5282 |  |  | 25468.3446 | 10.52% | 242087
203260.6122 | 2030 | 236776.8215 | 14622.2878 | 15841.1518 | 647.6809 | 18429.8353 | 35608.1675 | 5053.9506 | 13288.1672 | 2084.8184 | 2598.8832 | 123.4164 | 5146.7679 | 0 | 23576.6031 | 4683.7016 | 350221.9484 |  |  | 77063.8222 | 22.43% | 336802.1115
117483.7843 | 2040 | 222541.3411 | 34782.1895 | 45374.7099 | 970.0772 | 28473.6748 | 65645.9097 | 5065.2894 | 22108.9238 | 2093.8002 | 2654.1554 | 123.5192 | 4681.6771 | 0 | 33155.3519 | 4747.9557 | 434515.2674 |  |  | 126041.7534 | 29.42% | 426630.3048
72028.315 | 2050 | 172618.0209 | 147889.1034 | 49184.087 | 843.6326 | 27947.7474 | 93093.6892 | 0 | 28041.3713 | 1730.0066 | 1588.5531 | 58.0061 | 4756.5004 | 0 | 32704.2479 | 3318.5597 | 527750.718 |  |  | 152401.3676 | 29.22% | 512512.676
| 2016 | 81.3% | 5.995% | 0.3074% | 0.8231% | 6.424% | 1.828% | 0.3706% | 1.073% | 0% | 0.6596% | 0% | 1.218% | 0% | 7.642% | 0.6596% | 100%
| 2030 | 67.61% | 4.175% | 4.523% | 0.1849% | 5.262% | 10.17% | 1.443% | 3.794% | 0.5953% | 0.7421% | 0.03524% | 1.47% | 0% | 6.732% | 1.337% | 100%
| 2040 | 51.22% | 8.005% | 10.44% | 0.2233% | 6.553% | 15.11% | 1.166% | 5.088% | 0.4819% | 0.6108% | 0.02843% | 1.077% | 0% | 7.63% | 1.093% | 100%
| 2050 | 32.71% | 28.02% | 9.32% | 0.1599% | 5.296% | 17.64% | 0% | 5.313% | 0.3278% | 0.301% | 0.01099% | 0.9013% | 0% | 6.197% | 0.6288% | 100%
CAPACITY FACTOR
| Existing (with decommissioning) [%] | Coal | Nuclear | Gas | Peaking | Hydro | Wind | CSP | Solar PV | Biogas | Biomass | DR | Pumped storage | Other Storage | Hydro (incl. PS) | Biomass/-gas
| 2016 | 61.67% | 90.49% | 20.33% | 6.759% | 82.77% | 35.16% | 47.24% | 20.37% | 0% | 68.48% | 0% | 21.63% | 0% | 57.07% | 68.48%
| 2030 | 65.43% | 89.74% | 59.84% | 0.386% | 67.85% | 36.6% | 47.97% | 20.25% | 0% | 68.05% | 0% | 16.3% | 0% | 46.18% | 68.05%
| 2040 | 64.71% | 90.22% | 59.99% | 0.981% | 67.46% | 0% | 48.15% | 20.37% | 0% | 70.22% | 0% | 14.98% | 0% | 45.4% | 70.22%
| 2050 | 0% | 0% | 59.62% | 0% | 67.16% | 0% | 0% | 0% | 0% | 68.69% | 0% | 14.84% | 0% | 45.17% | 68.69%
| Committed/under construction (with decommissioning) [%] | Coal | Nuclear | Gas | Peaking | Hydro | Wind | CSP | Solar PV | Biogas | Biomass | DR | Pumped storage | Other Storage | Hydro (incl. PS) | Biomass/-gas
| 2016 | 81.22% | 0% | 0% | 0% | 0% | 35.16% | 0% | 0% | 0% | 0% | 0% | 0% | 0% | 0% | 0%
| 2030 | 84.95% | 0% | 0% | 0% | 49.42% | 36.6% | 56.59% | 20.25% | 76.45% | 76.48% | 0% | 24.77% | 0% | 25.58% | 76.47%
| 2040 | 88.66% | 0% | 0% | 0% | 49.68% | 0% | 56.7% | 20.37% | 76.79% | 76.87% | 0% | 22.35% | 0% | 23.24% | 76.85%
| 2050 | 86.22% | 0% | 0% | 0% | 49.05% | 0% | 0% | 0% | 0% | 0% | 0% | 23.16% | 0% | 24.01% | 0%
| New Build (incl. decommissioning) [%] | Coal | Nuclear | Gas | Peaking | Hydro | Wind | CSP | Solar PV | Biogas | Biomass | DR | Pumped storage | Other Storage | Hydro (incl. PS) | Biomass/-gas
| 2016 | 0% | 0% | 0% | 0% | 0% | 0% | 0% | 0% | 0% | 0% | 0% | 0% | 0% | 0% | 0%
| 2030 | 72.88% | 0% | 21.23% | 1.147% | 60.31% | 36.6% | 0% | 20.25% | 78.99% | 0% | 1.409% | 0% | 0% | 60.31% | 78.99%
| 2040 | 84.16% | 84.35% | 29.25% | 0.8887% | 70.33% | 35.18% | 0% | 20.38% | 79.33% | 0% | 1.41% | 0% | 0% | 70.33% | 79.33%
| 2050 | 76.55% | 82.82% | 24.41% | 0.7224% | 68.2% | 34.96% | 0% | 20.23% | 79% | 0% | 1.324% | 0% | 0% | 68.2% | 79%
| All [%] | Coal | Nuclear | Gas | Peaking | Hydro | Wind | CSP | Solar PV | Biogas | Biomass | DR | Pumped storage | Other Storage | Hydro (incl. PS) | Biomass/-gas
| 2016 | 62.05% | 90.49% | 20.33% | 6.759% | 82.77% | 35.16% | 52.02% | 20.37% | 0% | 70.15% | 0% | 21.63% | 0% | 57.07% | 70.15%
| 2030 | 71.38% | 89.74% | 23.35% | 0.871% | 65.26% | 36.6% | 54.95% | 20.25% | 78.55% | 71.15% | 1.409% | 20.18% | 0% | 43.86% | 74.26%
| 2040 | 80.79% | 86.73% | 30.01% | 0.8962% | 68.81% | 35.18% | 55.07% | 20.37% | 78.88% | 72.66% | 1.41% | 18.35% | 0% | 49.57% | 75.28%
| 2050 | 78.18% | 82.82% | 25.08% | 0.7224% | 67.54% | 34.96% | 0% | 20.23% | 79% | 68.69% | 1.324% | 18.65% | 0% | 48.89% | 73.7%
ENERGY AVAILABLE/CURTAILED
| Total energy available [GWh] | Coal | Nuclear | Gas | Peaking | Hydro | Wind | CSP | Solar PV | Biogas | Biomass | DR | Pumped storage | Other Storage
| 2016 | 235642 | 14379 | 2932 | 25920 | 17154 | 4540.2789 | 915.6228 | 2664.7419 | 0 | 1862 | 0 | 12136 | 0 | [7 empty] | 235642 | 14379 | 2932 | 25920 | 17154 | 4540.2789 | 915.6228 | 2664.7419 | 0 | 1862 | 0 | 12136
| 2030 | 266518.1225 | 14666.1465 | 59821.2319 | 65779.8957 | 25845.0161 | 35608.1675 | 5052.9306 | 13288.1672 | 2267.393 | 3060.9295 | 8739.1017 | 22816.7256 | 0 | [7 empty] | 261300 | 14379 | 58650 | 64492 | 25339 | 34911 | 4954 | 13028 | 2223 | 3001 | 8568 | 22370
| 2040 | 236923.7905 | 34836.4174 | 133794.3375 | 96144.0936 | 38100.1348 | 65645.9097 | 5065.2894 | 22108.9238 | 2274.56 | 3064.8817 | 8772.8724 | 22820.9163 | 0 | [7 empty] | 235928 | 34690 | 133232 | 95740 | 37940 | 65370 | 5044 | 22016 | 2265 | 3052 | 8736 | 22725
| 2050 | 195501.9373 | 149003.4311 | 172869.3807 | 103181.6628 | 37899.3558 | 93093.6892 | 0 | 28041.3713 | 1858.2306 | 1841.9482 | 4359.6166 | 22742.4629 | 0 | [7 empty] | 192111 | 146419 | 169871 | 101392 | 37242 | 91479 | 0 | 27555 | 1826 | 1810 | 4284 | 22348
| Total energy curtailed [GWh] | Coal | Nuclear | Gas | Peaking | Hydro | Wind | CSP | Solar PV | Biogas | Biomass | DR | Pumped storage | Other Storage
| 2016 | 35696.4787 | -364.8788 | 2175.9232 | 23895.6863 | 1354.8757 | 43.7737 | 4.2298 | 25.6556 | 0 | 239.7641 | 0 | 9141.607 | 0
| 2030 | 29741.3009 | 43.8587 | 43980.0801 | 65132.2149 | 7415.1808 | 0 | -1.02 | 0 | 182.5746 | 462.0463 | 8615.6853 | 17669.9577 | 0
| 2040 | 14382.4494 | 54.2279 | 88419.6276 | 95174.0163 | 9626.46 | 0 | 0 | 0 | 180.7597 | 410.7263 | 8649.3532 | 18139.2392 | 0
| 2050 | 22883.9164 | 1114.3278 | 123685.2937 | 102338.0302 | 9951.6084 | 0 | 0 | 0 | 128.224 | 253.3951 | 4301.6105 | 17985.9625 | 0
| Total energy curtailed [%] | Coal | Nuclear | Gas | Peaking | Hydro | Wind | CSP | Solar PV | Biogas | Biomass | DR | Pumped storage | Other Storage
| 2016 | 15.15% | -2.538% | 74.21% | 92.19% | 7.898% | 0.9641% | 0.462% | 0.9628% |  | 12.88% |  | 75.33%
| 2030 | 11.16% | 0.299% | 73.52% | 99.02% | 28.69% | 0% | -0.02019% | 0% | 8.052% | 15.09% | 98.59% | 77.44%
| 2040 | 6.07% | 0.1557% | 66.09% | 98.99% | 25.27% | 0% | 0% | 0% | 7.947% | 13.4% | 98.59% | 79.49%
| 2050 | 11.71% | 0.7479% | 71.55% | 99.18% | 26.26% | 0% |  | 0% | 6.9% | 13.76% | 98.67% | 79.09%
CO2 emissions
| Existing (with decommissioning) [Mt] | Coal | Nuclear | Gas | Peaking | Hydro | Wind | CSP | Solar PV | Biogas | Biomass | DR | Pumped storage | Other Storage | Hydro (incl. PS) | Biomass/-gas | TOTAL
| 2016 | 210.1216 | 0 | 0.27748 | 1.162 | 0 | 0 | 0 | 0 | 0 | 0 | 0 | 0.00059888 | 0 | 0.00059888 | 0 | 211.5616
| 2030 | 142.6952 | 0 | 0.81679 | 0.059717 | 0 | 0 | 0 | 0 | 0 | 0 | 0 | 0.00045123 | 0 | 0.00045123 | 0 | 143.5722
| 2040 | 46.8357 | 0 | 0.81892 | 0.049572 | 0 | 0 | 0 | 0 | 0 | 0 | 0 | 0.00041474 | 0 | 0.00041474 | 0 | 47.7046
| 2050 | 0 | 0 | 0.81381 | 0 | 0 | 0 | 0 | 0 | 0 | 0 | 0 | 0.00041072 | 0 | 0.00041072 | 0 | 0.81422
| Committed/under construction (with decommissioning) [Mt] | Coal | Nuclear | Gas | Peaking | Hydro | Wind | CSP | Solar PV | Biogas | Biomass | DR | Pumped storage | Other Storage | Hydro (incl. PS) | Biomass/-gas | TOTAL
| 2016 | 5.012 | 0 | 0 | 0 | 0 | 0 | 0 | 0 | 0 | 0 | 0 | 0 | 0 | 0 | 0 | 5.012
| 2030 | 69.2416 | 0 | 0 | 0 | 0 | 0 | 0 | 0 | 0 | 0 | 0 | 0.00057812 | 0 | 0.00057812 | 0 | 69.2422
| 2040 | 72.2633 | 0 | 0 | 0 | 0 | 0 | 0 | 0 | 0 | 0 | 0 | 0.00052159 | 0 | 0.00052159 | 0 | 72.2638
| 2050 | 70.2797 | 0 | 0 | 0 | 0 | 0 | 0 | 0 | 0 | 0 | 0 | 0.00054058 | 0 | 0.00054058 | 0 | 70.2802
| New Build (incl. decommissioning) [Mt] | Coal | Nuclear | Gas | Peaking | Hydro | Wind | CSP | Solar PV | Biogas | Biomass | DR | Pumped storage | Other Storage | Hydro (incl. PS) | Biomass/-gas | TOTAL
| 2016 | 0 | 0 | 0 | 0 | 0 | 0 | 0 | 0 | 0 | 0 | 0 | 0 | 0 | 0 | 0 | 0
| 2030 | 32.7025 | 0 | 4.9969 | 0.31205 | 0 | 0 | 0 | 0 | 0 | 0 | 1.8512e-06 | 0 | 0 | 0 | 0 | 38.0115
| 2040 | 102.5071 | 0 | 15.8336 | 0.50725 | 0 | 0 | 0 | 0 | 0 | 0 | 1.8528e-06 | 0 | 0 | 0 | 0 | 118.8479
| 2050 | 98.1477 | 0 | 17.2368 | 0.48425 | 0 | 0 | 0 | 0 | 0 | 0 | 8.7009e-07 | 0 | 0 | 0 | 0 | 115.8687
| Total [Mt] | Coal | Nuclear | Gas | Peaking | Hydro | Wind | CSP | Solar PV | Biogas | Biomass | DR | Pumped storage | Other Storage | Hydro (incl. PS) | Biomass/-gas | TOTAL
| 2016 | 215.1336 | 0 | 0.27748 | 1.162 | 0 | 0 | 0 | 0 | 0 | 0 | 0 | 0.00059888 | 0 | 0.00059888 | 0 | 216.5736
| 2030 | 244.6394 | 0 | 5.8137 | 0.37177 | 0 | 0 | 0 | 0 | 0 | 0 | 1.8512e-06 | 0.0010294 | 0 | 0.0010294 | 0 | 250.8259
| 2040 | 221.6061 | 0 | 16.6525 | 0.55682 | 0 | 0 | 0 | 0 | 0 | 0 | 1.8528e-06 | 0.00093634 | 0 | 0.00093634 | 0 | 238.8164
| 2050 | 168.4274 | 0 | 18.0506 | 0.48425 | 0 | 0 | 0 | 0 | 0 | 0 | 8.7009e-07 | 0.0009513 | 0 | 0.0009513 | 0 | 186.9631
| 2016 | 99.34% | 0% | 0.1281% | 0.5365% | 0% | 0% | 0% | 0% | 0% | 0% | 0% | 0.0002765% | 0% | 0.0002765% | 0% | 100%
| 2030 | 97.53% | 0% | 2.318% | 0.1482% | 0% | 0% | 0% | 0% | 0% | 0% | 7.381e-07% | 0.0004104% | 0% | 0.0004104% | 0% | 100%
| 2040 | 92.79% | 0% | 6.973% | 0.2332% | 0% | 0% | 0% | 0% | 0% | 0% | 7.758e-07% | 0.0003921% | 0% | 0.0003921% | 0% | 100%
| 2050 | 90.09% | 0% | 9.655% | 0.259% | 0% | 0% | 0% | 0% | 0% | 0% | 4.654e-07% | 0.0005088% | 0% | 0.0005088% | 0% | 100%
Water usage
| Existing (with decommissioning) [bl] | Coal | Nuclear | Gas | Peaking | Hydro | Wind | CSP | Solar PV | Biogas | Biomass | DR | Pumped storage | Other Storage | Hydro (incl. PS) | Biomass/-gas | TOTAL
| 2016 | 280.5247 | 0 | 0.01497 | 0 | 0 | 0 | 0.066214 | 0 | 0 | 0.35951 | 0 | 0.00059888 | 0 | 0.00059888 | 0.35951 | 280.966
| 2030 | 190.5065 | 0 | 0.044066 | 0 | 0 | 0 | 0.067236 | 0 | 0 | 0.35726 | 0 | 0.00045123 | 0 | 0.00045123 | 0.35726 | 190.9756
| 2040 | 62.5284 | 0 | 0.044181 | 0 | 0 | 0 | 0.067484 | 0 | 0 | 0.36861 | 0 | 0.00041474 | 0 | 0.00041474 | 0.36861 | 63.0091
| 2050 | 0 | 0 | 0.043906 | 0 | 0 | 0 | 0 | 0 | 0 | 0.3606 | 0 | 0.00041072 | 0 | 0.00041072 | 0.3606 | 0.40492
| Committed/under construction (with decommissioning) [bl] | Coal | Nuclear | Gas | Peaking | Hydro | Wind | CSP | Solar PV | Biogas | Biomass | DR | Pumped storage | Other Storage | Hydro (incl. PS) | Biomass/-gas | TOTAL
| 2016 | 1.1866 | 0 | 0 | 0 | 0 | 0 | 0.0066978 | 0 | 0 | 0.0087398 | 0 | 0 | 0 | 0 | 0.0087398 | 1.202
| 2030 | 16.3928 | 0 | 0 | 0 | 0 | 0 | 0.33708 | 0 | 0 | 0.23269 | 0 | 0.00057812 | 0 | 0.00057812 | 0.23269 | 16.9631
| 2040 | 17.1082 | 0 | 0 | 0 | 0 | 0 | 0.33774 | 0 | 0 | 0.23389 | 0 | 0.00052159 | 0 | 0.00052159 | 0.23389 | 17.6803
| 2050 | 16.6385 | 0 | 0 | 0 | 0 | 0 | 0 | 0 | 0 | 0 | 0 | 0.00054058 | 0 | 0.00054058 | 0 | 16.6391
| New Build (incl. decommissioning) [bl] | Coal | Nuclear | Gas | Peaking | Hydro | Wind | CSP | Solar PV | Biogas | Biomass | DR | Pumped storage | Other Storage | Hydro (incl. PS) | Biomass/-gas | TOTAL
| 2016 | 0 | 0 | 0 | 0 | 0 | 0 | 0 | 0 | 0 | 0 | 0 | 0 | 0 | 0 | 0 | 0
| 2030 | 7.7422 | 0 | 0.26959 | 0 | 0 | 0 | 0 | 0 | 0 | 0 | 1.8512e-06 | 0 | 0 | 0 | 0 | 8.0118
| 2040 | 24.2683 | 0 | 0.85424 | 0 | 0 | 0 | 0 | 0 | 0 | 0 | 1.8528e-06 | 0 | 0 | 0 | 0 | 25.1225
| 2050 | 23.2362 | 0 | 0.92994 | 0 | 0 | 0 | 0 | 0 | 0 | 0 | 8.7009e-07 | 0 | 0 | 0 | 0 | 24.1662
| Total [bl] | Coal | Nuclear | Gas | Peaking | Hydro | Wind | CSP | Solar PV | Biogas | Biomass | DR | Pumped storage | Other Storage | Hydro (incl. PS) | Biomass/-gas | TOTAL
| 2016 | 281.7113 | 0 | 0.01497 | 0 | 0 | 0 | 0.072911 | 0 | 0 | 0.36825 | 0 | 0.00059888 | 0 | 0.00059888 | 0.36825 | 282.168
| 2030 | 214.6416 | 0 | 0.31365 | 0 | 0 | 0 | 0.40432 | 0 | 0 | 0.58995 | 1.8512e-06 | 0.0010294 | 0 | 0.0010294 | 0.58995 | 215.9505
| 2040 | 103.9049 | 0 | 0.89842 | 0 | 0 | 0 | 0.40522 | 0 | 0 | 0.60249 | 1.8528e-06 | 0.00093634 | 0 | 0.00093634 | 0.60249 | 105.8119
| 2050 | 39.8748 | 0 | 0.97384 | 0 | 0 | 0 | 0 | 0 | 0 | 0.3606 | 8.7009e-07 | 0.0009513 | 0 | 0.0009513 | 0.3606 | 41.2102
| 2016 | 99.84% | 0% | 0.005305% | 0% | 0% | 0% | 0.02584% | 0% | 0% | 0.1305% | 0% | 0.0002122% | 0% | 0.0002122% | 0.1305% | 100%
| 2030 | 99.39% | 0% | 0.1452% | 0% | 0% | 0% | 0.1872% | 0% | 0% | 0.2732% | 8.573e-07% | 0.0004767% | 0% | 0.0004767% | 0.2732% | 100%
| 2040 | 98.2% | 0% | 0.8491% | 0% | 0% | 0% | 0.383% | 0% | 0% | 0.5694% | 1.751e-06% | 0.0008849% | 0% | 0.0008849% | 0.5694% | 100%
| 2050 | 96.76% | 0% | 2.363% | 0% | 0% | 0% | 0% | 0% | 0% | 0.875% | 2.111e-06% | 0.002308% | 0% | 0.002308% | 0.875% | 100%
Generation cost
| Capital costs [R/kW/yr] | 547 | 0 | 0 | 0 | 0 | 0 | 0 | 0 | 0 | 0 | 0 | 0 | 0
| Fixed costs [R/kW/yr] | 650 | 650 | 0 | 161 | 0 | 0 | 0 | 0 | 0 | 0 | 0 | 201 | 0
| Variable costs (incl fuel) [R/kWh] | 0.26832 | 0.12287 | 0.95 | 2.5 | 0.3 | 0.93 | 3.3 | 1.7 | 1.107 | 1.65 | 1.51 | 0.05 | 0
| Existing (with decommissioning) [R-billion] | Coal | Nuclear | Gas | Peaking | Hydro | Wind | CSP | Solar PV | Biogas | Biomass | DR | Pumped storage | Other Storage | Hydro (incl. PS) | Biomass/-gas | TOTAL
| 2016 | 95.4358 | 3.0206 | 0.71827 | 5.6112 | 4.7397 | 3.7407 | 2.7313 | 4.4864 | 0 | 2.6132 | 0 | 0.4673 | 0 | 5.207 | 2.6132 | 123.5646
| 2030 | 63.1251 | 3.0057 | 2.1143 | 0.75549 | 3.8855 | 3.8939 | 2.7735 | 4.4597 | 0 | 2.5968 | 0 | 0.43039 | 0 | 4.3159 | 2.5968 | 87.0403
| 2040 | 20.8203 | 3.0152 | 2.1198 | 0.37771 | 3.8628 | 0 | 2.7837 | 1.3196 | 0 | 2.6793 | 0 | 0.42127 | 0 | 4.2841 | 2.6793 | 37.3998
| 2050 | 0.80199 | 0 | 2.1066 | 0 | 3.8458 | 0 | 0 | 0 | 0 | 2.6211 | 0 | 0.42026 | 0 | 4.2661 | 2.6211 | 9.7958
| Capital costs [R/kW/yr] | 4602 | 6454.9045 | 901.1097 | 794.3546 | 0 | 0 | 0 | 0 | 2810 | 0 | 0 | 2328.2524 | 0
| Fixed costs [R/kW/yr] | 924 | 968.0686 | 165.1733 | 160.7978 | 0 | 0 | 0 | 0 | 2373 | 0 | 0 | 201.2708 | 0
| Variable costs (incl fuel) [R/kWh] | 0.36169 | 0.12287 | 1.1311 | 1.7303 | 1.24 | 0.70507 | 2.2908 | 0.79658 | 0.09 | 1.61 | 1.51 | 0 | 0
| Committed/under construction (incl. decommissioning) [R-billion] | Coal | Nuclear | Gas | Peaking | Hydro | Wind | CSP | Solar PV | Biogas | Biomass | DR | Pumped storage | Other Storage | Hydro (incl. PS) | Biomass/-gas | TOTAL
| 2016 | 5.8477 | 0 | 0 | 0 | 0 | 0.33441 | 0.19179 | 0 | 0 | 0.061987 | 0 | 0 | 0 | 0 | 0.061987 | 6.4358
| 2030 | 78.3628 | 0 | 0 | 0 | 0.24157 | 6.33 | 9.6521 | 1.8825 | 0.30664 | 1.6504 | 0 | 3.3693 | 0 | 3.6109 | 1.957 | 101.7954
| 2040 | 79.4829 | 0 | 0 | 0 | 0.24282 | 0 | 9.671 | 1.8935 | 0.30678 | 1.6588 | 0 | 3.3693 | 0 | 3.6121 | 1.9656 | 96.6251
| 2050 | 78.7476 | 0 | 0 | 0 | 0.23976 | 0 | 0 | 0 | 0 | 0 | 0 | 3.3693 | 0 | 3.6091 | 0 | 82.3567
| Capital costs [R/kW/yr] | 3559.4977 | 645490% | 901.1097 | 794.3546 | 5564 | 1911 | 10206 | 1073 | 1154.079 | 4395 | 0 | 2328.2524 | 2512
| 2030 | 3559.4977 | 628100% | 901.1097 | 794.3546 | 5564 | 1911 | 8246 | 967 | 1154.079 | 4395 | 0 | 2328.2524 | 2512
| 2040 | 3559.4977 | 628100% | 901.1097 | 794.3546 | 5564 | 1911 | 7196 | 911 | 1154.079 | 4395 | 0 | 2328.2524 | 2512
| 2050 | 3559.4977 | 628100% | 901.1097 | 794.3546 | 5564 | 1911 | 6146 | 854 | 1154.079 | 4395 | 0 | 2328.2524 | 2512
| Fixed costs [R/kW/yr] | 924 | 968.0686 | 165.1733 | 160.7978 | 907.4248 | 0 | 0 | 0 | 422 | 1655.0144 | 0 | 201.2708 | 618
| 2030 | 924 | 968.0686 | 165.1733 | 160.7978 | 907.4248 | 0 | 0 | 0 | 422 | 1655.0144 | 0 | 201.2708 | 618
| 2040 | 924 | 968.0686 | 165.1733 | 160.7978 | 907.4248 | 0 | 0 | 0 | 422 | 1655.0144 | 0 | 201.2708 | 618
| 2050 | 924 | 968.0686 | 165.1733 | 160.7978 | 907.4248 | 0 | 0 | 0 | 422 | 1655.0144 | 0 | 201.2708 | 618
| Variable costs (incl fuel) [R/kWh] | 0.36169 | 0.12287 | 1.1311 | 1.7303 | 0 | 0 | 0 | 0 | 1.42 | 0.46 | 1.51 | 0 | 0.032
| 2030 | 0.36169 | 0.12287 | 1.1311 | 1.7303 | 0 | 0 | 0 | 0 | 1.42 | 0.46 | 1.51 | 0 | 0.032
| 2040 | 0.36169 | 0.12287 | 1.1311 | 1.7303 | 0 | 0 | 0 | 0 | 1.42 | 0.46 | 1.51 | 0 | 0.032
| 2050 | 0.36169 | 0.12287 | 1.1311 | 1.7303 | 0 | 0 | 0 | 0 | 1.42 | 0.46 | 1.51 | 0 | 0.032
| New Build (incl. decommissioning) [R-billion] | Coal | Nuclear | Gas | Peaking | Hydro | Wind | CSP | Solar PV | Biogas | Biomass | DR | Pumped storage | Other Storage | Hydro (incl. PS) | Biomass/-gas | TOTAL
101.2835 | 2016 | 0 | 0 | 0 | 0 | 0 | 0 | 0 | 0 | 0 | 0 | 0 | 0 | 0 | 0 | 0 | 0
141.4879 | 2030 | 35.6607 | 0 | 23.2061 | 6.1099 | 6.4714 | 13.377 | 0 | 4.5256 | 2.8504 | 0 | 0.18636 | 0 | 0 | 6.4714 | 2.8504 | 92.3876
100.3032 | 2040 | 101.8877 | 22.1695 | 66.7525 | 12.3719 | 16.1786 | 40.7043 | 0 | 9.6748 | 2.861 | 0 | 0.18651 | 0 | 0 | 16.1786 | 2.861 | 272.7869
79.5496 | 2050 | 103.6344 | 165.9361 | 76.5408 | 14.1938 | 16.1786 | 58.0944 | 0 | 13.5103 | 2.8506 | 0 | 0.087589 | 0 | 0 | 16.1786 | 2.8506 | 451.0266
| Total cost [R-billion] | Coal | Nuclear | Gas | Peaking | Hydro | Wind | CSP | Solar PV | Biogas | Biomass | DR | Pumped storage | Other Storage | Hydro (incl. PS) | Biomass/-gas | TOTAL | With CO2 | Total (with Tx/Dx/Other) | Total +CO2 (with Tx/Dx/Other) | Compared to Base Case | Compared to Carbon Budget
| 2016 | 101.2835 | 3.0206 | 0.71827 | 5.6112 | 4.7397 | 4.0751 | 2.9231 | 4.4864 | 0 | 2.6751 | 0 | 0.4673 | 0 | 5.207 | 2.6751 | 130.0004 | 155.9892 | 202.6265 | 228.6153 | 0 | 2.4461
| 2030 | 177.1486 | 3.0057 | 25.3204 | 6.8654 | 10.5985 | 23.6009 | 12.4256 | 10.8678 | 3.1571 | 4.2472 | 0.18636 | 3.7997 | 0 | 14.3982 | 7.4042 | 281.2232 | 311.3223 | 384.2816 | 414.3807 | 0 | -19.1411
| 2040 | 202.191 | 25.1847 | 68.8723 | 12.7497 | 20.2842 | 40.7043 | 12.4547 | 12.8879 | 3.1678 | 4.3381 | 0.18651 | 3.7906 | 0 | 24.0748 | 7.5059 | 406.8119 | 435.4698 | 535.3412 | 563.9991 | 0 | 5.7503
| 2050 | 183.184 | 165.9361 | 78.6474 | 14.1938 | 20.2641 | 58.0944 | 0 | 13.5103 | 2.8506 | 2.6211 | 0.087589 | 3.7896 | 0 | 24.0537 | 5.4717 | 543.179 | 565.6146 | 699.6467 | 722.0823 | 0 | 11.3442
| 2016 | 77.91% | 2.324% | 0.5525% | 4.316% | 3.646% | 3.135% | 2.249% | 3.451% | 0% | 2.058% | 0% | 0.3595% | 0% | 4.005% | 2.058% | 100%
| 2030 | 62.99% | 1.069% | 9.004% | 2.441% | 3.769% | 8.392% | 4.418% | 3.864% | 1.123% | 1.51% | 0.06627% | 1.351% | 0% | 5.12% | 2.633% | 100%
| 2040 | 49.7% | 6.191% | 16.93% | 3.134% | 4.986% | 10.01% | 3.062% | 3.168% | 0.7787% | 1.066% | 0.04585% | 0.9318% | 0% | 5.918% | 1.845% | 100%
| 2050 | 33.72% | 30.55% | 14.48% | 2.613% | 3.731% | 10.7% | 0% | 2.487% | 0.5248% | 0.4826% | 0.01613% | 0.6977% | 0% | 4.428% | 1.007% | 100%
Tariff estimate
| Cost per energy unit (existing) [R/kWh] | Coal | Nuclear | Gas | Peaking | Hydro | Wind | CSP | Solar PV | Biogas | Biomass | DR | Pumped storage | Other Storage | Hydro (incl. PS) | Biomass/-gas
| 2016 | 0.48989 | 0.20487 | 0.95 | 2.7719 | 0.3 | 0.93 | 3.3 | 1.7 |  | 1.65 |  | 0.15606 |  |  |  | 0.51041
| 2030 | 0.47715 | 0.20555 | 0.95 | 7.2617 | 0.3 | 0.93 | 3.3 | 1.7 |  | 1.65 |  | 0.19076 |  |  |  | 0.50115
| 2040 | 0.47948 | 0.20512 | 0.95 | 4.3735 | 0.3 |  | 3.3 | 1.7 |  | 1.65 |  | 0.20315 |  |  |  | 0.47562
| 2050 |  |  | 0.95 |  | 0.3 |  |  |  |  | 1.65 |  | 0.20464 |  |  |  | 0.52443
Cost per energy unit (committed/under construction) [R/kWh]
| 2016 | 1.1384 |  |  |  |  | 0.70507 | 2.2908 |  |  | 1.61 | [5 empty] | 0.026585
| 2030 | 1.1043 |  |  |  | 1.24 | 0.70507 | 2.2908 | 0.79658 | 0.86391 | 1.61 |  | 1.1656 |  |  |  | 0.29632
| 2040 | 1.0732 |  |  |  | 1.24 |  | 2.2908 | 0.79658 | 0.86055 | 1.61 |  | 1.2919 |  |  |  | 0.22553
| 2050 | 1.0933 |  |  |  | 1.24 | [6 empty] | 1.2466 |  |  |  | 0.1579
Cost per energy unit (New) [R/kWh]
| 2016 | [15 empty] | 0
| 2030 | 1.064 |  | 1.7044 | 11.2388 | 1.2248 | 0.59603 |  | 0.54515 | 1.6478 |  | 1.51 |  |  |  |  | 0.26894
| 2040 | 0.96983 | 1.1039 | 1.5472 | 13.9999 | 1.0504 | 0.62006 |  | 0.51039 | 1.6468 |  | 1.51 |  |  |  |  | 0.63671
| 2050 | 1.0303 | 1.122 | 1.6297 | 16.8246 | 1.0833 | 0.62404 |  | 0.4818 | 1.6478 |  | 1.51 |  |  |  |  | 0.86477
| Cost per energy unit (All) in R/kWh | [15 empty] | Wholesale tariff | Tariff w/o CO2 | Tariff w CO2
| 2016 | 0.50656 | 0.20487 | 0.95 | 2.7719 | 0.3 | 0.90627 | 3.2073 | 1.7 |  | 1.6491 |  | 0.15606 |  |  |  | 0.537 | 0.837 | 0.94267
| 2030 | 0.74817 | 0.20555 | 1.5984 | 10.6 | 0.57507 | 0.66279 | 2.4586 | 0.81786 | 1.5143 | 1.6342 | 1.51 | 0.73827 |  |  |  | 0.81863 | 1.1186 | 1.2046
| 2040 | 0.90855 | 0.72407 | 1.5179 | 13.1429 | 0.71238 | 0.62006 | 2.4588 | 0.58293 | 1.5129 | 1.6345 | 1.51 | 0.80967 |  |  |  | 0.94954 | 1.2495 | 1.3155
| 2050 | 1.0612 | 1.122 | 1.599 | 16.8246 | 0.72507 | 0.62404 |  | 0.4818 | 1.6478 | 1.65 | 1.51 | 0.79672 |  |  |  | 1.0415 | 1.3415 | 1.384
Localised jobs
| Capex - direct (committed + new build) | Coal | Nuclear | Gas | Peaking | Hydro | Wind | CSP | Solar PV | Biogas | Biomass | DR | Pumped storage | Other Storage | Hydro (incl. PS) | Biomass/-gas | TOTAL
| 2016 | 0 | 0 | 0 | 0 | 0 | 0 | 0 | 0 | 0 | 0 | 0 | 0 | 0 | 0 | 0 | 0
| 2030 | 27005.5729 | 0 | 2446.9714 | 1809.1543 | 0 | 4480 | 1578.5714 | 3744.6171 | 0 | 0 | 0 | 0 | 0 | 0 | 0 | 41064.8871
| 2040 | 60820.802 | 4009.05 | 7879.248 | 5312.736 | 0 | 13632 | 2210 | 10422.144 | 0 | 0 | 0 | 0 | 0 | 0 | 0 | 104285.98
| 2050 | 62738.552 | 30067.875 | 10277.28 | 6239.376 | 0 | 19456 | 0 | 13795.04 | 0 | 0 | 0 | 0 | 0 | 0 | 0 | 142574.123
| Opex - direct (existing, committed, new build) | Coal | Nuclear | Gas | Peaking | Hydro | Wind | CSP | Solar PV | Biogas | Biomass | DR | Pumped storage | Other Storage | Hydro (incl. PS) | Biomass/-gas | TOTAL
| 2016 | 47107.1648 | 1194.2542 | 24.1945 | 64.778 | 0 | 539.5806 | 118.4811 | 290.2995 | 0 | 0 | 0 | 0 | 0 | 0 | 0 | 49338.7527
| 2030 | 55784.6192 | 1184.4053 | 506.9169 | 20.7258 | 0 | 4272.9801 | 657.0136 | 1461.6984 | 0 | 0 | 0 | 0 | 0 | 0 | 0 | 63888.3592
| 2040 | 52430.74 | 2817.3574 | 1451.9907 | 31.0425 | 0 | 7877.5092 | 658.4876 | 2431.9816 | 0 | 0 | 0 | 0 | 0 | 0 | 0 | 67699.1089
| 2050 | 40668.8057 | 11979.0174 | 1573.8908 | 26.9962 | 0 | 11171.2427 | 0 | 3084.5508 | 0 | 0 | 0 | 0 | 0 | 0 | 0 | 68504.5037
| Capex - suppliers (committed + new build) | Coal | Nuclear | Gas | Peaking | Hydro | Wind | CSP | Solar PV | Biogas | Biomass | DR | Pumped storage | Other Storage | Hydro (incl. PS) | Biomass/-gas | TOTAL
| 2016 | 0 | 0 | 0 | 0 | 0 | 0 | 0 | 0 | 0 | 0 | 0 | 0 | 0 | 0 | 0 | 0
| 2030 | 6017.3829 | 0 | 418.2857 | 309.2571 | 0 | 3031.6 | 546.4286 | 2112.7886 | 0 | 0 | 0 | 0 | 0 | 0 | 0 | 12435.7429
| 2040 | 14247.814 | 2296.71 | 1346.88 | 908.16 | 0 | 9372 | 765 | 5880.384 | 0 | 0 | 0 | 0 | 0 | 0 | 0 | 34816.948
| 2050 | 14697.064 | 17225.325 | 1756.8 | 1066.56 | 0 | 13376 | 0 | 7783.44 | 0 | 0 | 0 | 0 | 0 | 0 | 0 | 55905.189
| Opex - suppliers (existing, committed, new build) | Coal | Nuclear | Gas | Peaking | Hydro | Wind | CSP | Solar PV | Biogas | Biomass | DR | Pumped storage | Other Storage | Hydro (incl. PS) | Biomass/-gas | TOTAL
|  | 29441.978 | 176.9265 | 4.5365 | 12.1459 | 0 | 17.986 | 13.6709 | 47.5036 | 0 | 0 | 0 | 0 | 0 | 0 | 0 | 29714.7474
|  | 34865.387 | 175.4675 | 95.0469 | 3.8861 | 0 | 142.4327 | 75.8093 | 239.187 | 0 | 0 | 0 | 0 | 0 | 0 | 0 | 35597.2164
|  | 32769.2125 | 417.3863 | 272.2483 | 5.8205 | 0 | 262.5836 | 75.9793 | 397.9606 | 0 | 0 | 0 | 0 | 0 | 0 | 0 | 34201.1911
|  | 25418.0036 | 1774.6692 | 295.1045 | 5.0618 | 0 | 372.3748 | 0 | 504.7447 | 0 | 0 | 0 | 0 | 0 | 0 | 0 | 28369.9586
| Total | Coal | Nuclear | Gas | Peaking | Hydro | Wind | CSP | Solar PV | Biogas | Biomass | DR | Pumped storage | Other Storage | Hydro (incl. PS) | Biomass/-gas | TOTAL
|  | 76549.1428 | 1371.1807 | 28.7309 | 76.9239 | 0 | 557.5666 | 132.152 | 337.803 | 0 | 0 | 0 | 0 | 0 | 0 | 0 | 79053.5001
|  | 123672.9618 | 1359.8728 | 3467.2209 | 2143.0233 | 0 | 11927.0128 | 2857.8228 | 7558.2911 | 0 | 0 | 0 | 0 | 0 | 0 | 0 | 152986.2056
|  | 160268.5684 | 9540.5036 | 10950.367 | 6257.7589 | 0 | 31144.0928 | 3709.467 | 19132.4702 | 0 | 0 | 0 | 0 | 0 | 0 | 0 | 241003.228
|  | 143522.4253 | 61046.8866 | 13903.0753 | 7337.994 | 0 | 44375.6175 | 0 | 25167.7755 | 0 | 0 | 0 | 0 | 0 | 0 | 0 | 295353.7742

## HC-UCBC
CAPACITY
| Existing (with decommissioning) [MW] | Coal | Nuclear | Gas | Peaking | Hydro | Wind | CSP | Solar PV | Biogas | Biomass | DR | Pumped storage | Other Storage | Hydro (incl. PS) | Biomass/-gas | TOTAL
| 2016 | 36060 | 1860 | 424.6 | 3419 | 2179 | 1306 | 200 | 1479 | 0 | 264 | 0 | 1580 | 0 | 3759 | 264 | 48771.6
| 2030 | 23080 | 1860 | 424.6 | 3077 | 2179 | 1306 | 200 | 1479 | 0 | 264 | 0 | 1580 | 0 | 3759 | 264 | 35449.6
| 2040 | 7660 | 1860 | 424.6 | 1005 | 2179 | 0 | 200 | 435 | 0 | 264 | 0 | 1580 | 0 | 3759 | 264 | 15607.6
| 2050 | 670 | 0 | 424.6 | 0 | 2179 | 0 | 0 | 0 | 0 | 264 | 0 | 1580 | 0 | 3759 | 264 | 5117.6
| Committed/under construction (with decommissioning) [MW] | Coal | Nuclear | Gas | Peaking | Hydro | Wind | CSP | Solar PV | Biogas | Biomass | DR | Pumped storage | Other Storage | Hydro (incl. PS) | Biomass/-gas | TOTAL
| 2016 | 722 | 0 | 0 | 0 | 0 | 154 | 0 | 0 | 0 | 0 | 0 | 0 | 0 | 0 | 0 | 876
| 2030 | 9536 | 0 | 0 | 0 | 45 | 2800 | 850 | 1332 | 53 | 153 | 0 | 1332 | 0 | 1377 | 206 | 16101
| 2040 | 9536 | 0 | 0 | 0 | 45 | 0 | 850 | 1332 | 53 | 153 | 0 | 1332 | 0 | 1377 | 206 | 13301
| 2050 | 9536 | 0 | 0 | 0 | 45 | 0 | 0 | 0 | 0 | 0 | 0 | 1332 | 0 | 1377 | 0 | 10913
| New Build (incl. decommissioning) [MW] | Coal | Nuclear | Gas | Peaking | Hydro | Wind | CSP | Solar PV | Biogas | Biomass | DR | Pumped storage | Other Storage | Hydro (incl. PS) | Biomass/-gas | TOTAL
| 2016 | [13 empty] | 0 | 0 | 0
| 2030 | 0 | 0 | 10248 | 6336 | 0 | 14700 | 0 | 12590 | 250 | 0 | 500 | 0 | 0 | 0 | 250 | 44624
| 2040 | 3750 | 0 | 28548 | 7920 | 0 | 40500 | 0 | 31010 | 250 | 0 | 1000 | 0 | 0 | 0 | 250 | 112978
| 2050 | 7500 | 0 | 40992 | 14652 | 2500 | 52200 | 0 | 41670 | 250 | 0 | 1000 | 0 | 0 | 2500 | 250 | 160764
| Total Installed capacity [MW] | Coal | Nuclear | Gas | Peaking | Hydro | Wind | CSP | Solar PV | Biogas | Biomass | DR | Pumped storage | Other Storage | Hydro (incl. PS) | Biomass/-gas | TOTAL
36782 | 2016 | 36782 | 1860 | 424.6 | 3419 | 2179 | 1460 | 200 | 1479 | 0 | 264 | 0 | 1580 | 0 | 3759 | 264 | 49647.6
32616 | 2030 | 32616 | 1860 | 10672.6 | 9413 | 2224 | 18806 | 1050 | 15401 | 303 | 417 | 500 | 2912 | 0 | 5136 | 720 | 96174.6
17196 | 2040 | 20946 | 1860 | 28972.6 | 8925 | 2224 | 40500 | 1050 | 32777 | 303 | 417 | 1000 | 2912 | 0 | 5136 | 720 | 141886.6
10206 | 2050 | 17706 | 0 | 41416.6 | 14652 | 4724 | 52200 | 0 | 41670 | 250 | 264 | 1000 | 2912 | 0 | 7636 | 514 | 176794.6
| 2016 | 74.09% | 3.746% | 0.8552% | 6.887% | 4.389% | 2.941% | 0.4028% | 2.979% | 0% | 0.5317% | 0% | 3.182% | 0% | 7.571% | 0.5317% | 100%
| 2030 | 33.91% | 1.934% | 11.1% | 9.787% | 2.312% | 19.55% | 1.092% | 16.01% | 0.3151% | 0.4336% | 0.5199% | 3.028% | 0% | 5.34% | 0.7486% | 100%
| 2040 | 14.76% | 1.311% | 20.42% | 6.29% | 1.567% | 28.54% | 0.74% | 23.1% | 0.2136% | 0.2939% | 0.7048% | 2.052% | 0% | 3.62% | 0.5074% | 100%
| 2050 | 10.02% | 0% | 23.43% | 8.288% | 2.672% | 29.53% | 0% | 23.57% | 0.1414% | 0.1493% | 0.5656% | 1.647% | 0% | 4.319% | 0.2907% | 100%
ENERGY GENERATED
| Existing (with decommissioning) [GWh] | Coal | Nuclear | Gas | Peaking | Hydro | Wind | CSP | Solar PV | Biogas | Biomass | DR | Pumped storage | Other Storage | Hydro (incl. PS) | Biomass/-gas | TOTAL
| 2016 | 194808.8043 | 14743.8788 | 756.0768 | 2024.3137 | 15799.1243 | 4022.2163 | 827.6699 | 2639.0862 | 0 | 1583.7347 | 0 | 2994.393 | 0 | 18793.5172 | 1583.7347 | 240199.298
| 2030 | 129707.4727 | 14610.2719 | 2223.5683 | 113.2184 | 12577.4409 | 4187.0404 | 838.4281 | 2623.4026 | 0 | 1576.8975 | 0 | 2208.2686 | 0 | 14785.7094 | 1576.8975 | 170666.0094 |  |  |  |  | 127166 | 14324 | 2180 | 111 | 12331 | 4105 | 822 | 2572 | 0 | 1546 | 0 | 2165 | 0
| 2040 | 41928.0763 | 14581.5829 | 2314.7761 | 84.3563 | 12862.3219 | 0 | 845.5711 | 776.2785 | 0 | 1688.1295 | 0 | 1890.9863 | 0 | 14753.3081 | 1688.1295 | 76972.0788 |  |  |  |  | 41751 | 14520 | 2305 | 84 | 12808 | 0 | 842 | 773 | 0 | 1681 | 0 | 1883 | 0
| 2050 | 0 | 0 | 2446.4604 | 0 | 12830.6875 | 0 | 0 | 0 | 0 | 1776.8385 | 0 | 1406.4094 | 0 | 14237.0969 | 1776.8385 | 18460.3958 |  |  |  |  | 0 | 0 | 2404 | 0 | 12608 | 0 | 0 | 0 | 0 | 1746 | 0 | 1382 | 0
| Committed/under construction (with decommissioning) [GWh] | Coal | Nuclear | Gas | Peaking | Hydro | Wind | CSP | Solar PV | Biogas | Biomass | DR | Pumped storage | Other Storage | Hydro (incl. PS) | Biomass/-gas | TOTAL
| 2016 | 0 | 0 | 0 | 0 | 0 | 0 | 0 | 0 | 0 | 0 | 0 | 0 | 0 | 0 | 0 | 0
| 2030 | 67490.3988 | 0 | 0 | 0 | 194.8172 | 8977.9121 | 4219.6799 | 2363.3063 | 185.6374 | 1029.1653 | 0 | 2841.6795 | 0 | 3036.4968 | 1214.8027 | 87302.5967 |  |  |  |  | 66168 | 0 | 0 | 0 | 191 | 8802 | 4137 | 2317 | 182 | 1009 | 0 | 2786 | 0
| 2040 | 70966.7161 | 0 | 0 | 0 | 195.827 | 0 | 4225.8472 | 2377.039 | 193.8186 | 1029.3473 | 0 | 2434.2808 | 0 | 2630.1078 | 1223.1658 | 81422.876 |  |  |  |  | 70667 | 0 | 0 | 0 | 195 | 0 | 4208 | 2367 | 193 | 1025 | 0 | 2424 | 0
| 2050 | 73021.3475 | 0 | 0 | 0 | 193.3559 | 0 | 0 | 0 | 0 | 0 | 0 | 2384.383 | 0 | 2577.7388 | 0 | 75599.0863 |  |  |  |  | 71754 | 0 | 0 | 0 | 190 | 0 | 0 | 0 | 0 | 0 | 0 | 2343 | 0
| New Build (incl. decommissioning) [GWh] | Coal | Nuclear | Gas | Peaking | Hydro | Wind | CSP | Solar PV | Biogas | Biomass | DR | Pumped storage | Other Storage | Hydro (incl. PS) | Biomass/-gas | TOTAL
| 2016 | 0 | 0 | 0 | 0 | 0 | 0 | 0 | 0 | 0 | 0 | 0 | 0 | 0 | 0 | 0 | 0
| 2030 | 0 | 0 | 20086.5739 | 835.3681 | 0 | 47131.4888 | 0 | 22333.6019 | 1729.8954 | 0 | 63.2391 | 0 | 0 | 0 | 1729.8954 | 92180.1672 |  |  |  |  | 0 | 0 | 19693 | 819 | 0 | 46208 | 0 | 21896 | 1696 | 0 | 62 | 0 | 0
| 2040 | 26304.091 | 0 | 66847.3185 | 809.4184 | 0 | 124821.1614 | 0 | 55349.7605 | 1754.4095 | 0 | 121.5132 | 0 | 0 | 0 | 1754.4095 | 276007.6725 |  |  |  |  | 26193 | 0 | 66565 | 806 | 0 | 124294 | 0 | 55116 | 1747 | 0 | 121 | 0 | 0
| 2050 | 56813.0385 | 0 | 123658.1929 | 1286.3253 | 15482.7157 | 159853.3913 | 0 | 73862.9543 | 1792.1035 | 0 | 121.1018 | 0 | 0 | 15482.7157 | 1792.1035 | 432869.8233 |  |  |  |  | 55827 | 0 | 121512 | 1264 | 15214 | 157079 | 0 | 72581 | 1761 | 0 | 119 | 0 | 0
| Total energy [GWh] | Coal | Nuclear | Gas | Peaking | Hydro | Wind | CSP | Solar PV | Biogas | Biomass | DR | Pumped storage | Other Storage | Hydro (incl. PS) | Biomass/-gas | TOTAL |  |  | RE share [GWh] | RE share [%]
194808.8043 | 2016 | 194808.8043 | 14743.8788 | 756.0768 | 2024.3137 | 15799.1243 | 4022.2163 | 827.6699 | 2639.0862 | 0 | 1583.7347 | 0 | 2994.393 | 0 | 18793.5172 | 1583.7347 | 240199.298 |  |  | 24871.8314 | 10.27% | 240333.531
197197.8715 | 2030 | 197197.8715 | 14610.2719 | 22310.1423 | 948.5865 | 12772.2581 | 60296.4413 | 5058.108 | 27320.3109 | 1915.5327 | 2606.0629 | 63.2391 | 5049.9481 | 0 | 17822.2062 | 4521.5956 | 350148.7732 |  |  | 109968.7138 | 32.01% | 336796.9534
112894.7924 | 2040 | 139198.8833 | 14581.5829 | 69162.0946 | 893.7747 | 13058.1489 | 124821.1614 | 5071.4183 | 58503.078 | 1948.228 | 2717.4768 | 121.5132 | 4325.267 | 0 | 17383.416 | 4665.7048 | 434402.6273 |  |  | 206119.5115 | 48.11% | 426621.5929
73021.3475 | 2050 | 129834.386 | 0 | 126104.6533 | 1286.3253 | 28506.759 | 159853.3913 | 0 | 73862.9543 | 1792.1035 | 1776.8385 | 121.1018 | 3790.7924 | 0 | 32297.5514 | 3568.942 | 526929.3055 |  |  | 265792.0467 | 50.96% | 512506.9007
| 2016 | 81.1% | 6.138% | 0.3148% | 0.8428% | 6.578% | 1.675% | 0.3446% | 1.099% | 0% | 0.6593% | 0% | 1.247% | 0% | 7.824% | 0.6593% | 100%
| 2030 | 56.32% | 4.173% | 6.372% | 0.2709% | 3.648% | 17.22% | 1.445% | 7.802% | 0.5471% | 0.7443% | 0.01806% | 1.442% | 0% | 5.09% | 1.291% | 100%
| 2040 | 32.04% | 3.357% | 15.92% | 0.2057% | 3.006% | 28.73% | 1.167% | 13.47% | 0.4485% | 0.6256% | 0.02797% | 0.9957% | 0% | 4.002% | 1.074% | 100%
| 2050 | 24.64% | 0% | 23.93% | 0.2441% | 5.41% | 30.34% | 0% | 14.02% | 0.3401% | 0.3372% | 0.02298% | 0.7194% | 0% | 6.129% | 0.6773% | 100%
CAPACITY FACTOR
| Existing (with decommissioning) [%] | Coal | Nuclear | Gas | Peaking | Hydro | Wind | CSP | Solar PV | Biogas | Biomass | DR | Pumped storage | Other Storage | Hydro (incl. PS) | Biomass/-gas
| 2016 | 61.67% | 90.49% | 20.33% | 6.759% | 82.77% | 35.16% | 47.24% | 20.37% | 0% | 68.48% | 0% | 21.63% | 0% | 57.07% | 68.48%
| 2030 | 64.15% | 89.67% | 59.78% | 0.42% | 65.89% | 36.6% | 47.86% | 20.25% | 0% | 68.19% | 0% | 15.95% | 0% | 44.9% | 68.19%
| 2040 | 62.48% | 89.49% | 62.23% | 0.9582% | 67.38% | 0% | 48.26% | 20.37% | 0% | 73% | 0% | 13.66% | 0% | 44.8% | 73%
| 2050 | 0% | 0% | 65.77% | 0% | 67.22% | 0% | 0% | 0% | 0% | 76.83% | 0% | 10.16% | 0% | 43.24% | 76.83%
| Committed/under construction (with decommissioning) [%] | Coal | Nuclear | Gas | Peaking | Hydro | Wind | CSP | Solar PV | Biogas | Biomass | DR | Pumped storage | Other Storage | Hydro (incl. PS) | Biomass/-gas
| 2016 | 0% | 0% | 0% | 0% | 0% | 0% | 0% | 0% | 0% | 0% | 0% | 0% | 0% | 0% | 0%
| 2030 | 80.79% | 0% | 0% | 0% | 49.42% | 36.6% | 56.67% | 20.25% | 39.98% | 76.79% | 0% | 24.35% | 0% | 25.17% | 67.32%
| 2040 | 84.95% | 0% | 0% | 0% | 49.68% | 0% | 56.75% | 20.37% | 41.75% | 76.8% | 0% | 20.86% | 0% | 21.8% | 67.78%
| 2050 | 87.41% | 0% | 0% | 0% | 49.05% | 0% | 0% | 0% | 0% | 0% | 0% | 20.43% | 0% | 21.37% | 0%
| New Build (incl. decommissioning) [%] | Coal | Nuclear | Gas | Peaking | Hydro | Wind | CSP | Solar PV | Biogas | Biomass | DR | Pumped storage | Other Storage | Hydro (incl. PS) | Biomass/-gas
| 2016 | 0% | 0% | 0% | 0% | 0% | 0% | 0% | 0% | 0% | 0% | 0% | 0% | 0% | 0% | 0%
| 2030 | 0% | 0% | 22.37% | 1.505% | 0% | 36.6% | 0% | 20.25% | 78.99% | 0% | 1.444% | 0% | 0% | 0% | 78.99%
| 2040 | 80.07% | 0% | 26.73% | 1.167% | 0% | 35.18% | 0% | 20.38% | 80.11% | 0% | 1.387% | 0% | 0% | 0% | 80.11%
| 2050 | 86.47% | 0% | 34.44% | 1.002% | 70.7% | 34.96% | 0% | 20.23% | 81.83% | 0% | 1.382% | 0% | 0% | 70.7% | 81.83%
| All [%] | Coal | Nuclear | Gas | Peaking | Hydro | Wind | CSP | Solar PV | Biogas | Biomass | DR | Pumped storage | Other Storage | Hydro (incl. PS) | Biomass/-gas
| 2016 | 60.46% | 90.49% | 20.33% | 6.759% | 82.77% | 31.45% | 47.24% | 20.37% | 0% | 68.48% | 0% | 21.63% | 0% | 57.07% | 68.48%
| 2030 | 69.02% | 89.67% | 23.86% | 1.15% | 65.56% | 36.6% | 54.99% | 20.25% | 72.17% | 71.34% | 1.444% | 19.8% | 0% | 39.61% | 71.69%
| 2040 | 75.86% | 89.49% | 27.25% | 1.143% | 67.03% | 35.18% | 55.14% | 20.38% | 73.4% | 74.39% | 1.387% | 16.96% | 0% | 38.64% | 73.97%
| 2050 | 83.71% | 0% | 34.76% | 1.002% | 68.89% | 34.96% | 0% | 20.23% | 81.83% | 76.83% | 1.382% | 14.86% | 0% | 48.28% | 79.26%
ENERGY AVAILABLE/CURTAILED
| Total energy available [GWh] | Coal | Nuclear | Gas | Peaking | Hydro | Wind | CSP | Solar PV | Biogas | Biomass | DR | Pumped storage | Other Storage
| 2016 | #REF! | #REF! | #REF! | #REF! | #REF! | #REF! | #REF! | #REF! | #REF! | #REF! | #REF! | #REF! | #REF! | [7 empty] | 235642 | 14379 | 2932 | 25920 | 17154 | 4540.2789 | 915.6228 | 2664.7419 | 0 | 1862 | 0 | 12136
| 2030 | #REF! | #REF! | #REF! | #REF! | #REF! | #REF! | #REF! | #REF! | #REF! | #REF! | #REF! | #REF! | #REF! | [7 empty] | 236599 | 14725 | 64693 | 72412 | 37969 | 32998 | 5072 | 14103 | 2273 | 3067 | 0 | 25591
| 2040 | #REF! | #REF! | #REF! | #REF! | #REF! | #REF! | #REF! | #REF! | #REF! | #REF! | #REF! | #REF! | #REF! | [7 empty] | 264119 | 14773 | 99183 | 102641 | 38176 | 58040 | 5071 | 30867 | 2290 | 3068 | 0 | 25651
| 2050 | #REF! | #REF! | #REF! | #REF! | #REF! | #REF! | #REF! | #REF! | #REF! | #REF! | #REF! | #REF! | #REF! | [7 empty] | 218697 | 0 | 137357 | 210146 | 38033 | 172743 | 0 | 71501 | 1927 | 1860 | 0 | 25640
| Total energy curtailed [GWh] | Coal | Nuclear | Gas | Peaking | Hydro | Wind | CSP | Solar PV | Biogas | Biomass | DR | Pumped storage | Other Storage
| 2016 | #REF! | #REF! | #REF! | #REF! | #REF! | #REF! | #REF! | #REF! | #REF! | #REF! | #REF! | #REF! | #REF!
| 2030 | #REF! | #REF! | #REF! | #REF! | #REF! | #REF! | #REF! | #REF! | #REF! | #REF! | #REF! | #REF! | #REF!
| 2040 | #REF! | #REF! | #REF! | #REF! | #REF! | #REF! | #REF! | #REF! | #REF! | #REF! | #REF! | #REF! | #REF!
| 2050 | #REF! | #REF! | #REF! | #REF! | #REF! | #REF! | #REF! | #REF! | #REF! | #REF! | #REF! | #REF! | #REF!
| Total energy curtailed [%] | Coal | Nuclear | Gas | Peaking | Hydro | Wind | CSP | Solar PV | Biogas | Biomass | DR | Pumped storage | Other Storage
2016
2030
2040
2050
CO2 emissions
| Existing (with decommissioning) [Mt] | Coal | Nuclear | Gas | Peaking | Hydro | Wind | CSP | Solar PV | Biogas | Biomass | DR | Pumped storage | Other Storage | Hydro (incl. PS) | Biomass/-gas | TOTAL
| 2016 | 210.1216 | 0 | 0.27748 | 1.162 | 0 | 0 | 0 | 0 | 0 | 0 | 0 | 0.00059888 | 0 | 0.00059888 | 0 | 211.5616
| 2030 | 139.903 | 0 | 0.81605 | 0.064987 | 0 | 0 | 0 | 0 | 0 | 0 | 0 | 0.00044165 | 0 | 0.00044165 | 0 | 140.7845
| 2040 | 45.2238 | 0 | 0.84952 | 0.04842 | 0 | 0 | 0 | 0 | 0 | 0 | 0 | 0.0003782 | 0 | 0.0003782 | 0 | 46.1221
| 2050 | 0 | 0 | 0.89785 | 0 | 0 | 0 | 0 | 0 | 0 | 0 | 0 | 0.00028128 | 0 | 0.00028128 | 0 | 0.89813
| Committed/under construction (with decommissioning) [Mt] | Coal | Nuclear | Gas | Peaking | Hydro | Wind | CSP | Solar PV | Biogas | Biomass | DR | Pumped storage | Other Storage | Hydro (incl. PS) | Biomass/-gas | TOTAL
| 2016 | 0 | 0 | 0 | 0 | 0 | 0 | 0 | 0 | 0 | 0 | 0 | 0 | 0 | 0 | 0 | 0
| 2030 | 65.8519 | 0 | 0 | 0 | 0 | 0 | 0 | 0 | 0 | 0 | 0 | 0.00056834 | 0 | 0.00056834 | 0 | 65.8525
| 2040 | 69.2439 | 0 | 0 | 0 | 0 | 0 | 0 | 0 | 0 | 0 | 0 | 0.00048686 | 0 | 0.00048686 | 0 | 69.2444
| 2050 | 71.2486 | 0 | 0 | 0 | 0 | 0 | 0 | 0 | 0 | 0 | 0 | 0.00047688 | 0 | 0.00047688 | 0 | 71.2491
| New Build (incl. decommissioning) [Mt] | Coal | Nuclear | Gas | Peaking | Hydro | Wind | CSP | Solar PV | Biogas | Biomass | DR | Pumped storage | Other Storage | Hydro (incl. PS) | Biomass/-gas | TOTAL
| 2016 | 0 | 0 | 0 | 0 | 0 | 0 | 0 | 0 | 0 | 0 | 0 | 0 | 0 | 0 | 0 | 0
| 2030 | 0 | 0 | 7.3718 | 0.4795 | 0 | 0 | 0 | 0 | 0 | 0 | 9.4859e-07 | 0 | 0 | 0 | 0 | 7.8513
| 2040 | 25.6655 | 0 | 24.533 | 0.46461 | 0 | 0 | 0 | 0 | 0 | 0 | 1.8227e-06 | 0 | 0 | 0 | 0 | 50.6631
| 2050 | 55.4338 | 0 | 45.3826 | 0.73835 | 0 | 0 | 0 | 0 | 0 | 0 | 1.8165e-06 | 0 | 0 | 0 | 0 | 101.5547
| Total [Mt] | Coal | Nuclear | Gas | Peaking | Hydro | Wind | CSP | Solar PV | Biogas | Biomass | DR | Pumped storage | Other Storage | Hydro (incl. PS) | Biomass/-gas | TOTAL
| 2016 | 210.1216 | 0 | 0.27748 | 1.162 | 0 | 0 | 0 | 0 | 0 | 0 | 0 | 0.00059888 | 0 | 0.00059888 | 0 | 211.5616
| 2030 | 205.7549 | 0 | 8.1878 | 0.54449 | 0 | 0 | 0 | 0 | 0 | 0 | 9.4859e-07 | 0.00101 | 0 | 0.00101 | 0 | 214.4883
| 2040 | 140.1332 | 0 | 25.3825 | 0.51303 | 0 | 0 | 0 | 0 | 0 | 0 | 1.8227e-06 | 0.00086505 | 0 | 0.00086505 | 0 | 166.0295
| 2050 | 126.6824 | 0 | 46.2804 | 0.73835 | 0 | 0 | 0 | 0 | 0 | 0 | 1.8165e-06 | 0.00075816 | 0 | 0.00075816 | 0 | 173.7019
| 2016 | 99.32% | 0% | 0.1312% | 0.5492% | 0% | 0% | 0% | 0% | 0% | 0% | 0% | 0.0002831% | 0% | 0.0002831% | 0% | 100%
| 2030 | 95.93% | 0% | 3.817% | 0.2539% | 0% | 0% | 0% | 0% | 0% | 0% | 4.423e-07% | 0.0004709% | 0% | 0.0004709% | 0% | 100%
| 2040 | 84.4% | 0% | 15.29% | 0.309% | 0% | 0% | 0% | 0% | 0% | 0% | 1.098e-06% | 0.000521% | 0% | 0.000521% | 0% | 100%
| 2050 | 72.93% | 0% | 26.64% | 0.4251% | 0% | 0% | 0% | 0% | 0% | 0% | 1.046e-06% | 0.0004365% | 0% | 0.0004365% | 0% | 100%
Water usage
| Existing (with decommissioning) [bl] | Coal | Nuclear | Gas | Peaking | Hydro | Wind | CSP | Solar PV | Biogas | Biomass | DR | Pumped storage | Other Storage | Hydro (incl. PS) | Biomass/-gas | TOTAL
| 2016 | 280.5247 | 0 | 0.01497 | 0 | 0 | 0 | 0.066214 | 0 | 0 | 0.35951 | 0 | 0.00059888 | 0 | 0.00059888 | 0.35951 | 280.966
| 2030 | 186.7788 | 0 | 0.044027 | 0 | 0 | 0 | 0.067074 | 0 | 0 | 0.35796 | 0 | 0.00044165 | 0 | 0.00044165 | 0.35796 | 187.2483
| 2040 | 60.3764 | 0 | 0.045833 | 0 | 0 | 0 | 0.067646 | 0 | 0 | 0.38321 | 0 | 0.0003782 | 0 | 0.0003782 | 0.38321 | 60.8735
| 2050 | 0 | 0 | 0.04844 | 0 | 0 | 0 | 0 | 0 | 0 | 0.40334 | 0 | 0.00028128 | 0 | 0.00028128 | 0.40334 | 0.45206
| Committed/under construction (with decommissioning) [bl] | Coal | Nuclear | Gas | Peaking | Hydro | Wind | CSP | Solar PV | Biogas | Biomass | DR | Pumped storage | Other Storage | Hydro (incl. PS) | Biomass/-gas | TOTAL
| 2016 | 0 | 0 | 0 | 0 | 0 | 0 | 0 | 0 | 0 | 0 | 0 | 0 | 0 | 0 | 0 | 0
| 2030 | 15.5903 | 0 | 0 | 0 | 0 | 0 | 0.33757 | 0 | 0 | 0.23362 | 0 | 0.00056834 | 0 | 0.00056834 | 0.23362 | 16.162
| 2040 | 16.3933 | 0 | 0 | 0 | 0 | 0 | 0.33807 | 0 | 0 | 0.23366 | 0 | 0.00048686 | 0 | 0.00048686 | 0.23366 | 16.9655
| 2050 | 16.8679 | 0 | 0 | 0 | 0 | 0 | 0 | 0 | 0 | 0 | 0 | 0.00047688 | 0 | 0.00047688 | 0 | 16.8684
| New Build (incl. decommissioning) [bl] | Coal | Nuclear | Gas | Peaking | Hydro | Wind | CSP | Solar PV | Biogas | Biomass | DR | Pumped storage | Other Storage | Hydro (incl. PS) | Biomass/-gas | TOTAL
| 2016 | 0 | 0 | 0 | 0 | 0 | 0 | 0 | 0 | 0 | 0 | 0 | 0 | 0 | 0 | 0 | 0
| 2030 | 0 | 0 | 0.39771 | 0 | 0 | 0 | 0 | 0 | 0 | 0 | 9.4859e-07 | 0 | 0 | 0 | 0 | 0.39772
| 2040 | 6.0762 | 0 | 1.3236 | 0 | 0 | 0 | 0 | 0 | 0 | 0 | 1.8227e-06 | 0 | 0 | 0 | 0 | 7.3998
| 2050 | 13.1238 | 0 | 2.4484 | 0 | 0 | 0 | 0 | 0 | 0 | 0 | 1.8165e-06 | 0 | 0 | 0 | 0 | 15.5722
| Total [bl] | Coal | Nuclear | Gas | Peaking | Hydro | Wind | CSP | Solar PV | Biogas | Biomass | DR | Pumped storage | Other Storage | Hydro (incl. PS) | Biomass/-gas | TOTAL
| 2016 | 280.5247 | 0 | 0.01497 | 0 | 0 | 0 | 0.066214 | 0 | 0 | 0.35951 | 0 | 0.00059888 | 0 | 0.00059888 | 0.35951 | 280.966
| 2030 | 202.369 | 0 | 0.44174 | 0 | 0 | 0 | 0.40465 | 0 | 0 | 0.59158 | 9.4859e-07 | 0.00101 | 0 | 0.00101 | 0.59158 | 203.808
| 2040 | 82.846 | 0 | 1.3694 | 0 | 0 | 0 | 0.40571 | 0 | 0 | 0.61687 | 1.8227e-06 | 0.00086505 | 0 | 0.00086505 | 0.61687 | 85.2388
| 2050 | 29.9917 | 0 | 2.4969 | 0 | 0 | 0 | 0 | 0 | 0 | 0.40334 | 1.8165e-06 | 0.00075816 | 0 | 0.00075816 | 0.40334 | 32.8927
| 2016 | 99.84% | 0% | 0.005328% | 0% | 0% | 0% | 0.02357% | 0% | 0% | 0.128% | 0% | 0.0002131% | 0% | 0.0002131% | 0.128% | 100%
| 2030 | 99.29% | 0% | 0.2167% | 0% | 0% | 0% | 0.1985% | 0% | 0% | 0.2903% | 4.654e-07% | 0.0004956% | 0% | 0.0004956% | 0.2903% | 100%
| 2040 | 97.19% | 0% | 1.607% | 0% | 0% | 0% | 0.476% | 0% | 0% | 0.7237% | 2.138e-06% | 0.001015% | 0% | 0.001015% | 0.7237% | 100%
| 2050 | 91.18% | 0% | 7.591% | 0% | 0% | 0% | 0% | 0% | 0% | 1.226% | 5.523e-06% | 0.002305% | 0% | 0.002305% | 1.226% | 100%
Generation cost
| Capital costs [R/kW/yr] | 547 | 0 | 0 | 0 | 0 | 0 | 0 | 0 | 0 | 0 | 0 | 0 | 0
| Fixed costs [R/kW/yr] | 650 | 650 | 0 | 161 | 0 | 0 | 0 | 0 | 0 | 0 | 0 | 201 | 0
| Variable costs (incl fuel) [R/kWh] | 0.26832 | 0.12287 | 0.95 | 2.5 | 0.3 | 0.93 | 3.3 | 1.7 | 1.107 | 1.65 | 1.51 | 0.05 | 0
| Existing (with decommissioning) [R-billion] | Coal | Nuclear | Gas | Peaking | Hydro | Wind | CSP | Solar PV | Biogas | Biomass | DR | Pumped storage | Other Storage | Hydro (incl. PS) | Biomass/-gas | TOTAL
| 2016 | 95.4358 | 3.0206 | 0.71827 | 5.6112 | 4.7397 | 3.7407 | 2.7313 | 4.4864 | 0 | 2.6132 | 0 | 0.4673 | 0 | 5.207 | 2.6132 | 123.5646
| 2030 | 62.4305 | 3.0042 | 2.1124 | 0.77844 | 3.7732 | 3.8939 | 2.7668 | 4.4598 | 0 | 2.6019 | 0 | 0.42799 | 0 | 4.2012 | 2.6019 | 86.2491
| 2040 | 20.4194 | 3.0007 | 2.199 | 0.3727 | 3.8587 | 0 | 2.7904 | 1.3197 | 0 | 2.7854 | 0 | 0.41213 | 0 | 4.2708 | 2.7854 | 37.1581
| 2050 | 0.80199 | 0 | 2.3241 | 0 | 3.8492 | 0 | 0 | 0 | 0 | 2.9318 | 0 | 0.3879 | 0 | 4.2371 | 2.9318 | 10.295
| Capital costs [R/kW/yr] | 4602 | 6454.9045 | 901.1097 | 794.3546 | 0 | 0 | 0 | 0 | 2810 | 0 | 0 | 2328.2524 | 0
| Fixed costs [R/kW/yr] | 924 | 968.0686 | 165.1733 | 160.7978 | 0 | 0 | 0 | 0 | 2373 | 0 | 0 | 201.2708 | 0
| Variable costs (incl fuel) [R/kWh] | 0.36169 | 0.12287 | 1.1311 | 1.7303 | 1.24 | 0.70507 | 2.2908 | 0.79658 | 0.09 | 1.61 | 1.51 | 0 | 0
| Committed/under construction (incl. decommissioning) [R-billion] | Coal | Nuclear | Gas | Peaking | Hydro | Wind | CSP | Solar PV | Biogas | Biomass | DR | Pumped storage | Other Storage | Hydro (incl. PS) | Biomass/-gas | TOTAL
| 2016 | 3.9898 | 0 | 0 | 0 | 0 | 0 | 0 | 0 | 0 | 0 | 0 | 0 | 0 | 0 | 0 | 3.9898
| 2030 | 77.1063 | 0 | 0 | 0 | 0.24157 | 6.3301 | 9.6663 | 1.8826 | 0.29141 | 1.657 | 0 | 3.3693 | 0 | 3.6109 | 1.9484 | 100.5445
| 2040 | 78.3636 | 0 | 0 | 0 | 0.24283 | 0 | 9.6804 | 1.8935 | 0.29214 | 1.6572 | 0 | 3.3693 | 0 | 3.6122 | 1.9494 | 95.4991
| 2050 | 79.1068 | 0 | 0 | 0 | 0.23976 | 0 | 0 | 0 | 0 | 0 | 0 | 3.3693 | 0 | 3.6091 | 0 | 82.7158
| Capital costs [R/kW/yr] | 3559.4977 | 6454.9045 | 901.1097 | 794.3546 | 5564 | 1911 | 10206 | 1073 | 1154.079 | 4395 | 0 | 2328.2524 | 2512
| 2030 | 3559.4977 | 6281 | 901.1097 | 794.3546 | 5564 | 1911 | 8246 | 967 | 1154.079 | 4395 | 0 | 2328.2524 | 2512
| 2040 | 3559.4977 | 6281 | 901.1097 | 794.3546 | 5564 | 1911 | 7196 | 911 | 1154.079 | 4395 | 0 | 2328.2524 | 2512
| 2050 | 3559.4977 | 6281 | 901.1097 | 794.3546 | 5564 | 1911 | 6146 | 854 | 1154.079 | 4395 | 0 | 2328.2524 | 2512
| Fixed costs [R/kW/yr] | 924 | 968.0686 | 165.1733 | 160.7978 | 907.4248 | 0 | 0 | 0 | 422 | 1655.0144 | 0 | 201.2708 | 618
| 2030 | 924 | 968.0686 | 165.1733 | 160.7978 | 907.4248 | 0 | 0 | 0 | 422 | 1655.0144 | 0 | 201.2708 | 618
| 2040 | 924 | 968.0686 | 165.1733 | 160.7978 | 907.4248 | 0 | 0 | 0 | 422 | 1655.0144 | 0 | 201.2708 | 618
| 2050 | 924 | 968.0686 | 165.1733 | 160.7978 | 907.4248 | 0 | 0 | 0 | 422 | 1655.0144 | 0 | 201.2708 | 618
| Variable costs (incl fuel) [R/kWh] | 0.36169 | 0.12287 | 1.1311 | 1.7303 | 0 | 0 | 0 | 0 | 1.42 | 0.46 | 1.51 | 0 | 0.032
| 2030 | 0.36169 | 0.12287 | 1.1311 | 1.7303 | 0 | 0 | 0 | 0 | 1.42 | 0.46 | 1.51 | 0 | 0.032
| 2040 | 0.36169 | 0.12287 | 1.1311 | 1.7303 | 0 | 0 | 0 | 0 | 1.42 | 0.46 | 1.51 | 0 | 0.032
| 2050 | 0.36169 | 0.12287 | 1.1311 | 1.7303 | 0 | 0 | 0 | 0 | 1.42 | 0.46 | 1.51 | 0 | 0.032
| New Build (incl. decommissioning) [R-billion] | Coal | Nuclear | Gas | Peaking | Hydro | Wind | CSP | Solar PV | Biogas | Biomass | DR | Pumped storage | Other Storage | Hydro (incl. PS) | Biomass/-gas | TOTAL
99.4256 | 2016 | 0 | 0 | 0 | 0 | 0 | 0 | 0 | 0 | 0 | 0 | 0 | 0 | 0 | 0 | 0 | 0
139.5367 | 2030 | 0 | 0 | 33.6477 | 7.4972 | 0 | 28.0917 | 0 | 12.1745 | 2.8505 | 0 | 0.095491 | 0 | 0 | 0 | 2.8505 | 84.3572
98.783 | 2040 | 26.3269 | 0 | 106.0531 | 8.9653 | 0 | 77.3955 | 0 | 28.2501 | 2.8853 | 0 | 0.18348 | 0 | 0 | 0 | 2.8853 | 250.0597
79.9087 | 2050 | 54.1747 | 0 | 183.5822 | 16.2206 | 16.1786 | 99.7542 | 0 | 35.5862 | 2.9388 | 0 | 0.18286 | 0 | 0 | 16.1786 | 2.9388 | 408.6181
| Total cost [R-billion] | Coal | Nuclear | Gas | Peaking | Hydro | Wind | CSP | Solar PV | Biogas | Biomass | DR | Pumped storage | Other Storage | Hydro (incl. PS) | Biomass/-gas | TOTAL | With CO2 | Total (with Tx/Dx/Other) | Total +CO2 (with Tx/Dx/Other) | Compared to Base Case | Compared to Carbon Budget
| 2016 | 99.4256 | 3.0206 | 0.71827 | 5.6112 | 4.7397 | 3.7407 | 2.7313 | 4.4864 | 0 | 2.6132 | 0 | 0.4673 | 0 | 5.207 | 2.6132 | 127.5543 | 152.9417 | 200.1804 | 225.5678 | -2.4461 | 0
| 2030 | 139.5367 | 3.0042 | 35.7601 | 8.2757 | 4.0148 | 38.3157 | 12.4331 | 18.5169 | 3.1419 | 4.2588 | 0.095491 | 3.7973 | 0 | 7.8121 | 7.4007 | 271.1508 | 296.8894 | 374.2092 | 399.9478 | -10.0724 | -29.2135
| 2040 | 125.1099 | 3.0007 | 108.2521 | 9.338 | 4.1015 | 77.3955 | 12.4708 | 31.4633 | 3.1774 | 4.4427 | 0.18348 | 3.7815 | 0 | 7.883 | 7.6201 | 382.7169 | 402.6404 | 511.2462 | 531.1697 | -24.095 | -18.3447
| 2050 | 134.0835 | 0 | 185.9064 | 16.2206 | 20.2675 | 99.7542 | 0 | 35.5862 | 2.9388 | 2.9318 | 0.18286 | 3.7572 | 0 | 24.0248 | 5.8706 | 501.629 | 522.4732 | 658.0967 | 678.9409 | -41.55 | -30.2058
| 2016 | 77.95% | 2.368% | 0.5631% | 4.399% | 3.716% | 2.933% | 2.141% | 3.517% | 0% | 2.049% | 0% | 0.3664% | 0% | 4.082% | 2.049% | 100%
| 2030 | 51.46% | 1.108% | 13.19% | 3.052% | 1.481% | 14.13% | 4.585% | 6.829% | 1.159% | 1.571% | 0.03522% | 1.4% | 0% | 2.881% | 2.729% | 100%
| 2040 | 32.69% | 0.784% | 28.29% | 2.44% | 1.072% | 20.22% | 3.258% | 8.221% | 0.8302% | 1.161% | 0.04794% | 0.9881% | 0% | 2.06% | 1.991% | 100%
| 2050 | 26.73% | 0% | 37.06% | 3.234% | 4.04% | 19.89% | 0% | 7.094% | 0.5859% | 0.5845% | 0.03645% | 0.749% | 0% | 4.789% | 1.17% | 100%
Tariff estimate
| Cost per energy unit (existing) [R/kWh] | Coal | Nuclear | Gas | Peaking | Hydro | Wind | CSP | Solar PV | Biogas | Biomass | DR | Pumped storage | Other Storage | Hydro (incl. PS) | Biomass/-gas
| 2016 | 0.48989 | 0.20487 | 0.95 | 2.7719 | 0.3 | 0.93 | 3.3 | 1.7 |  | 1.65 |  | 0.15606
| 2030 | 0.48132 | 0.20562 | 0.95 | 6.8756 | 0.3 | 0.93 | 3.3 | 1.7 |  | 1.65 |  | 0.19381 |  |  |  | 0.50537
| 2040 | 0.48701 | 0.20579 | 0.95 | 4.4181 | 0.3 |  | 3.3 | 1.7 |  | 1.65 |  | 0.21794 |  |  |  | 0.48275
| 2050 |  |  | 0.95 |  | 0.3 |  |  |  |  | 1.65 |  | 0.27581 |  |  |  | 0.55768
Cost per energy unit (committed/under construction) [R/kWh]
2016
| 2030 | 1.1425 |  |  |  | 1.24 | 0.70507 | 2.2908 | 0.79658 | 1.5698 | 1.61 |  | 1.1857
| 2040 | 1.1042 |  |  |  | 1.24 |  | 2.2908 | 0.79658 | 1.5073 | 1.61 |  | 1.3841
| 2050 | 1.0833 |  |  |  | 1.24 | [6 empty] | 1.4131
Cost per energy unit (New) [R/kWh]
2016
| 2030 |  |  | 1.6751 | 8.9748 |  | 0.59603 |  | 0.54512 | 1.6478 |  | 1.51
| 2040 | 1.0009 |  | 1.5865 | 11.0762 |  | 0.62005 |  | 0.51039 | 1.6446 |  | 1.51
| 2050 | 0.95356 |  | 1.4846 | 12.61 | 1.0449 | 0.62404 |  | 0.48179 | 1.6399 |  | 1.51
| Cost per energy unit (All) in R/kWh | [15 empty] | Wholesale tariff | Tariff w/o CO2 | Tariff w CO2
| 2016 | 0.51038 | 0.20487 | 0.95 | 2.7719 | 0.3 | 0.93 | 3.3 | 1.7 |  | 1.65 |  | 0.15606 |  |  |  | 0.52689 | 0.82689 | 0.93259
| 2030 | 0.7076 | 0.20562 | 1.6029 | 8.7242 | 0.31434 | 0.63546 | 2.4581 | 0.67777 | 1.6402 | 1.6342 | 1.51 | 0.75195 |  |  |  | 0.78931 | 1.0893 | 1.1628
| 2040 | 0.89879 | 0.20579 | 1.5652 | 10.4478 | 0.3141 | 0.62005 | 2.459 | 0.53781 | 1.6309 | 1.6348 | 1.51 | 0.87427 |  |  |  | 0.8933 | 1.1933 | 1.2392
| 2050 | 1.0327 |  | 1.4742 | 12.61 | 0.71097 | 0.62404 |  | 0.48179 | 1.6399 | 1.65 | 1.51 | 0.99115 |  |  |  | 0.96179 | 1.2618 | 1.3013
Localised jobs
| Capex - direct (committed + new build) | Coal | Nuclear | Gas | Peaking | Hydro | Wind | CSP | Solar PV | Biogas | Biomass | DR | Pumped storage | Other Storage | Hydro (incl. PS) | Biomass/-gas | TOTAL
| 2016 | 0 | 0 | 0 | 0 | 0 | 0 | 0 | 0 | 0 | 0 | 0 | 0 | 0 | 0 | 0 | 0
| 2030 | 17416.8229 | 0 | 3425.76 | 2118.0343 | 0 | 8000 | 1578.5714 | 8671.4171 | 0 | 0 | 0 | 0 | 0 | 0 | 0 | 41210.6057
| 2040 | 33972.302 | 0 | 13360.464 | 3706.56 | 0 | 25920 | 2210 | 28202.224 | 0 | 0 | 0 | 0 | 0 | 0 | 0 | 107371.55
| 2050 | 43561.052 | 0 | 19184.256 | 6857.136 | 0 | 33408 | 0 | 36336.24 | 0 | 0 | 0 | 0 | 0 | 0 | 0 | 139346.684
| Opex - direct (existing, committed, new build) | Coal | Nuclear | Gas | Peaking | Hydro | Wind | CSP | Solar PV | Biogas | Biomass | DR | Pumped storage | Other Storage | Hydro (incl. PS) | Biomass/-gas | TOTAL
| 2016 | 45896.9543 | 1194.2542 | 24.1945 | 64.778 | 0 | 482.666 | 107.5971 | 290.2995 | 0 | 0 | 0 | 0 | 0 | 0 | 0 | 48060.7435
| 2030 | 46459.8185 | 1183.432 | 713.9246 | 30.3548 | 0 | 7235.573 | 657.554 | 3005.2342 | 0 | 0 | 0 | 0 | 0 | 0 | 0 | 59285.8911
| 2040 | 32795.2569 | 1181.1082 | 2213.187 | 28.6008 | 0 | 14978.5394 | 659.2844 | 6435.3386 | 0 | 0 | 0 | 0 | 0 | 0 | 0 | 58291.3153
| 2050 | 30588.9813 | 0 | 4035.3489 | 41.1624 | 0 | 19182.407 | 0 | 8124.925 | 0 | 0 | 0 | 0 | 0 | 0 | 0 | 61972.8246
| Capex - suppliers (committed + new build) | Coal | Nuclear | Gas | Peaking | Hydro | Wind | CSP | Solar PV | Biogas | Biomass | DR | Pumped storage | Other Storage | Hydro (incl. PS) | Biomass/-gas | TOTAL
| 2016 | 0 | 0 | 0 | 0 | 0 | 0 | 0 | 0 | 0 | 0 | 0 | 0 | 0 | 0 | 0 | 0
| 2030 | 3771.1329 | 0 | 585.6 | 362.0571 | 0 | 5451.6 | 546.4286 | 4892.5886 | 0 | 0 | 0 | 0 | 0 | 0 | 0 | 15609.4071
| 2040 | 7958.314 | 0 | 2283.84 | 633.6 | 0 | 17820 | 765 | 15912.264 | 0 | 0 | 0 | 0 | 0 | 0 | 0 | 45373.018
| 2050 | 10204.564 | 0 | 3279.36 | 1172.16 | 0 | 22968 | 0 | 20501.64 | 0 | 0 | 0 | 0 | 0 | 0 | 0 | 58125.724
| Opex - suppliers (existing, committed, new build) | Coal | Nuclear | Gas | Peaking | Hydro | Wind | CSP | Solar PV | Biogas | Biomass | DR | Pumped storage | Other Storage | Hydro (incl. PS) | Biomass/-gas | TOTAL
|  | 28685.5964 | 176.9265 | 4.5365 | 12.1459 | 0 | 16.0889 | 12.415 | 47.5036 | 0 | 0 | 0 | 0 | 0 | 0 | 0 | 28955.2128
|  | 29037.3866 | 175.3233 | 133.8609 | 5.6915 | 0 | 241.1858 | 75.8716 | 491.7656 | 0 | 0 | 0 | 0 | 0 | 0 | 0 | 30161.0852
|  | 20497.0356 | 174.979 | 414.9726 | 5.3626 | 0 | 499.2846 | 76.0713 | 1053.0554 | 0 | 0 | 0 | 0 | 0 | 0 | 0 | 22720.7611
|  | 19118.1133 | 0 | 756.6279 | 7.718 | 0 | 639.4136 | 0 | 1329.5332 | 0 | 0 | 0 | 0 | 0 | 0 | 0 | 21851.406
| Total | Coal | Nuclear | Gas | Peaking | Hydro | Wind | CSP | Solar PV | Biogas | Biomass | DR | Pumped storage | Other Storage | Hydro (incl. PS) | Biomass/-gas | TOTAL
|  | 74582.5507 | 1371.1807 | 28.7309 | 76.9239 | 0 | 498.7548 | 120.0121 | 337.803 | 0 | 0 | 0 | 0 | 0 | 0 | 0 | 77015.9563
|  | 96685.1608 | 1358.7553 | 4859.1454 | 2516.1377 | 0 | 20928.3587 | 2858.4257 | 17061.0055 | 0 | 0 | 0 | 0 | 0 | 0 | 0 | 146266.9891
|  | 95222.9085 | 1356.0872 | 18272.4636 | 4374.1234 | 0 | 59217.824 | 3710.3557 | 51602.882 | 0 | 0 | 0 | 0 | 0 | 0 | 0 | 233756.6444
|  | 103472.7107 | 0 | 27255.5928 | 8078.1764 | 0 | 76197.8205 | 0 | 66292.3381 | 0 | 0 | 0 | 0 | 0 | 0 | 0 | 281296.6385

## HC-CB
CAPACITY
| Existing (with decommissioning) [MW] | Coal | Nuclear | Gas | Peaking | Hydro | Wind | CSP | Solar PV | Biogas | Biomass | DR | Pumped storage | Other Storage | Hydro (incl. PS) | Biomass/-gas | TOTAL
| 2016 | 36060 | 1860 | 424.6 | 3419 | 2179 | 1306 | 200 | 1479 | 0 | 264 | 0 | 1580 | 0 | 3759 | 264 | 48771.6
| 2030 | 23080 | 1860 | 424.6 | 3077 | 2179 | 1306 | 200 | 1479 | 0 | 264 | 0 | 1580 | 0 | 3759 | 264 | 35449.6
| 2040 | 7660 | 1860 | 424.6 | 1005 | 2179 | 0 | 200 | 435 | 0 | 264 | 0 | 1580 | 0 | 3759 | 264 | 15607.6
| 2050 | 670 | 0 | 424.6 | 0 | 2179 | 0 | 0 | 0 | 0 | 264 | 0 | 1580 | 0 | 3759 | 264 | 5117.6
| Committed/under construction (with decommissioning) [MW] | Coal | Nuclear | Gas | Peaking | Hydro | Wind | CSP | Solar PV | Biogas | Biomass | DR | Pumped storage | Other Storage | Hydro (incl. PS) | Biomass/-gas | TOTAL
| 2016 | 722 | 0 | 0 | 0 | 0 | 154 | 0 | 0 | 0 | 0 | 0 | 0 | 0 | 0 | 0 | 876
| 2030 | 9536 | 0 | 0 | 0 | 45 | 2800 | 850 | 1332 | 53 | 153 | 0 | 1332 | 0 | 1377 | 206 | 16101
| 2040 | 9536 | 0 | 0 | 0 | 45 | 0 | 850 | 1332 | 53 | 153 | 0 | 1332 | 0 | 1377 | 206 | 13301
| 2050 | 9536 | 0 | 0 | 0 | 45 | 0 | 0 | 0 | 0 | 0 | 0 | 1332 | 0 | 1377 | 0 | 10913
| New Build (incl. decommissioning) [MW] | Coal | Nuclear | Gas | Peaking | Hydro | Wind | CSP | Solar PV | Biogas | Biomass | DR | Pumped storage | Other Storage | Hydro (incl. PS) | Biomass/-gas | TOTAL
| 2016 | [13 empty] | 0 | 0 | 0
| 2030 | 0 | 5436 | 3660 | 6732 | 2500 | 15500 | 0 | 9880 | 25 | 11 | 1000 | 0 | 0 | 2500 | 36 | 44744
| 2040 | 0 | 14949 | 19032 | 7260 | 2500 | 33500 | 0 | 19880 | 25 | 11 | 1000 | 0 | 0 | 2500 | 36 | 98157
| 2050 | 0 | 25821 | 32940 | 10296 | 2500 | 36000 | 0 | 24930 | 0 | 0 | 1000 | 0 | 0 | 2500 | 0 | 133487
| Total Installed capacity [MW] | Coal | Nuclear | Gas | Peaking | Hydro | Wind | CSP | Solar PV | Biogas | Biomass | DR | Pumped storage | Other Storage | Hydro (incl. PS) | Biomass/-gas | TOTAL
36782 | 2016 | 36782 | 1860 | 424.6 | 3419 | 2179 | 1460 | 200 | 1479 | 0 | 264 | 0 | 1580 | 0 | 3759 | 264 | 49647.6
32616 | 2030 | 32616 | 7296 | 4084.6 | 9809 | 4724 | 19606 | 1050 | 12691 | 78 | 428 | 1000 | 2912 | 0 | 7636 | 506 | 96294.6
17196 | 2040 | 17196 | 16809 | 19456.6 | 8265 | 4724 | 33500 | 1050 | 21647 | 78 | 428 | 1000 | 2912 | 0 | 7636 | 506 | 127065.6
10206 | 2050 | 10206 | 25821 | 33364.6 | 10296 | 4724 | 36000 | 0 | 24930 | 0 | 264 | 1000 | 2912 | 0 | 7636 | 264 | 149517.6
| 2016 | 74.09% | 3.746% | 0.8552% | 6.887% | 4.389% | 2.941% | 0.4028% | 2.979% | 0% | 0.5317% | 0% | 3.182% | 0% | 7.571% | 0.5317% | 100%
| 2030 | 33.87% | 7.577% | 4.242% | 10.19% | 4.906% | 20.36% | 1.09% | 13.18% | 0.081% | 0.4445% | 1.038% | 3.024% | 0% | 7.93% | 0.5255% | 100%
| 2040 | 13.53% | 13.23% | 15.31% | 6.505% | 3.718% | 26.36% | 0.8263% | 17.04% | 0.06139% | 0.3368% | 0.787% | 2.292% | 0% | 6.009% | 0.3982% | 100%
| 2050 | 6.826% | 17.27% | 22.31% | 6.886% | 3.159% | 24.08% | 0% | 16.67% | 0% | 0.1766% | 0.6688% | 1.948% | 0% | 5.107% | 0.1766% | 100%
ENERGY GENERATED
| Existing (with decommissioning) [GWh] | Coal | Nuclear | Gas | Peaking | Hydro | Wind | CSP | Solar PV | Biogas | Biomass | DR | Pumped storage | Other Storage | Hydro (incl. PS) | Biomass/-gas | TOTAL
| 2016 | 194808.8043 | 14743.8788 | 756.0768 | 2024.3137 | 15799.1243 | 4022.2163 | 827.6699 | 2639.0862 | 0 | 1583.7347 | 0 | 2994.393 | 0 | 18793.5172 | 1583.7347 | 240199.298
| 2030 | 105159.1191 | 14420.3649 | 2213.3394 | 90.7775 | 11396.1478 | 4186.9853 | 839.437 | 2623.3681 | 0 | 1554.4374 | 0 | 2307.1768 | 0 | 13703.3246 | 1554.4374 | 144791.1534 |  |  |  |  | 103100 | 14138 | 2170 | 89 | 11173 | 4105 | 823 | 2572 | 0 | 1524 | 0 | 2262
| 2040 | 35024.3764 | 13915.5542 | 2222.3513 | 87.3676 | 11954.3016 | 0 | 856.6044 | 776.2664 | 0 | 1599.7314 | 0 | 2375.9978 | 0 | 14330.2994 | 1599.7314 | 68812.551 |  |  |  |  | 34877 | 13857 | 2213 | 87 | 11904 | 0 | 853 | 773 | 0 | 1593 | 0 | 2366
| 2050 | 0 | 0 | 2294.8028 | 0 | 12558.8298 | 0 | 0 | 0 | 0 | 1716.7771 | 0 | 1754.4302 | 0 | 14313.26 | 1716.7771 | 18324.8398 |  |  |  |  | 0 | 0 | 2255 | 0 | 12341 | 0 | 0 | 0 | 0 | 1687 | 0 | 1724
| Committed/under construction (with decommissioning) [GWh] | Coal | Nuclear | Gas | Peaking | Hydro | Wind | CSP | Solar PV | Biogas | Biomass | DR | Pumped storage | Other Storage | Hydro (incl. PS) | Biomass/-gas | TOTAL
| 2016 | 0 | 0 | 0 | 0 | 0 | 0 | 0 | 0 | 0 | 0 | 0 | 0 | 0 | 0 | 0 | 0
| 2030 | 60476.1832 | 0 | 0 | 0 | 193.7947 | 8977.7941 | 4215.5445 | 2363.2753 | 352.9103 | 1022.012 | 0 | 2630.5079 | 0 | 2824.3026 | 1374.9223 | 80232.022 |  |  |  |  | 59292 | 0 | 0 | 0 | 190 | 8802 | 4133 | 2317 | 346 | 1002 | 0 | 2579
| 2040 | 62632.5467 | 0 | 0 | 0 | 196.8282 | 0 | 4174.5658 | 2377.002 | 354.4916 | 1036.3608 | 0 | 2755.5951 | 0 | 2952.4233 | 1390.8525 | 73527.3902 |  |  |  |  | 62369 | 0 | 0 | 0 | 196 | 0 | 4157 | 2367 | 353 | 1032 | 0 | 2744
| 2050 | 69371.2268 | 0 | 0 | 0 | 192.336 | 0 | 0 | 0 | 0 | 0 | 0 | 2346.703 | 0 | 2539.039 | 0 | 71910.2658 |  |  |  |  | 68168 | 0 | 0 | 0 | 189 | 0 | 0 | 0 | 0 | 0 | 0 | 2306
| New Build (incl. decommissioning) [GWh] | Coal | Nuclear | Gas | Peaking | Hydro | Wind | CSP | Solar PV | Biogas | Biomass | DR | Pumped storage | Other Storage | Hydro (incl. PS) | Biomass/-gas | TOTAL
| 2016 | 0 | 0 | 0 | 0 | 0 | 0 | 0 | 0 | 0 | 0 | 0 | 0 | 0 | 0 | 0 | 0
| 2030 | 0 | 40046.1429 | 6279.968 | 519.1658 | 10760.7052 | 49696.0986 | 0 | 17526.1799 | 0 | 0 | 121.3767 | 0 | 0 | 10760.7052 | 0 | 124949.637 |  |  |  |  | 0 | 39262 | 6157 | 509 | 10550 | 48723 | 0 | 17183 | 0 | 0 | 119 | 0
| 2040 | 0 | 105734.9138 | 34096.4719 | 922.8833 | 13259.7949 | 103245.4385 | 0 | 35483.3075 | 0 | 0 | 120.5071 | 0 | 0 | 13259.7949 | 0 | 292863.3169 |  |  |  |  | 0 | 105290 | 33953 | 919 | 13204 | 102811 | 0 | 35334 | 0 | 0 | 120 | 0
| 2050 | 0 | 185272.5058 | 80657.993 | 775.45 | 15463.2055 | 110243.14 | 0 | 44189.4552 | 0 | 0 | 119.0652 | 0 | 0 | 15463.2055 | 0 | 436720.8146 |  |  |  |  | 0 | 182059 | 79259 | 762 | 15195 | 108331 | 0 | 43423 | 0 | 0 | 117 | 0
| Total energy [GWh] | Coal | Nuclear | Gas | Peaking | Hydro | Wind | CSP | Solar PV | Biogas | Biomass | DR | Pumped storage | Other Storage | Hydro (incl. PS) | Biomass/-gas | TOTAL |  |  | RE share [GWh] | RE share [%]
194808.8043 | 2016 | 194808.8043 | 14743.8788 | 756.0768 | 2024.3137 | 15799.1243 | 4022.2163 | 827.6699 | 2639.0862 | 0 | 1583.7347 | 0 | 2994.393 | 0 | 18793.5172 | 1583.7347 | 240199.298 |  |  | 24871.8314 | 10.27% | 240333.531
165635.3024 | 2030 | 165635.3024 | 54466.5079 | 8493.3073 | 609.9433 | 22350.6477 | 62860.8779 | 5054.9815 | 22512.8233 | 352.9103 | 2576.4494 | 121.3767 | 4937.6847 | 0 | 27288.3324 | 2929.3597 | 349972.8124 |  |  | 115708.6901 | 33.68% | 336801.3834
97656.923 | 2040 | 97656.923 | 119650.468 | 36318.8232 | 1010.251 | 25410.9247 | 103245.4385 | 5031.1703 | 38636.5759 | 354.4916 | 2636.0922 | 120.5071 | 5131.5928 | 0 | 30542.5175 | 2990.5838 | 435203.2582 |  |  | 175314.6932 | 40.92% | 426628.2383
69371.2268 | 2050 | 69371.2268 | 185272.5058 | 82952.7957 | 775.45 | 28214.3713 | 110243.14 | 0 | 44189.4552 | 0 | 1716.7771 | 119.0652 | 4101.1331 | 0 | 32315.5044 | 1716.7771 | 526955.9202 |  |  | 184363.7436 | 35.35% | 512512.688
| 2016 | 81.1% | 6.138% | 0.3148% | 0.8428% | 6.578% | 1.675% | 0.3446% | 1.099% | 0% | 0.6593% | 0% | 1.247% | 0% | 7.824% | 0.6593% | 100%
| 2030 | 47.33% | 15.56% | 2.427% | 0.1743% | 6.386% | 17.96% | 1.444% | 6.433% | 0.1008% | 0.7362% | 0.03468% | 1.411% | 0% | 7.797% | 0.837% | 100%
| 2040 | 22.44% | 27.49% | 8.345% | 0.2321% | 5.839% | 23.72% | 1.156% | 8.878% | 0.08145% | 0.6057% | 0.02769% | 1.179% | 0% | 7.018% | 0.6872% | 100%
| 2050 | 13.16% | 35.16% | 15.74% | 0.1472% | 5.354% | 20.92% | 0% | 8.386% | 0% | 0.3258% | 0.02259% | 0.7783% | 0% | 6.132% | 0.3258% | 100%
CAPACITY FACTOR
| Existing (with decommissioning) [%] | Coal | Nuclear | Gas | Peaking | Hydro | Wind | CSP | Solar PV | Biogas | Biomass | DR | Pumped storage | Other Storage | Hydro (incl. PS) | Biomass/-gas
| 2016 | 61.67% | 90.49% | 20.33% | 6.759% | 82.77% | 35.16% | 47.24% | 20.37% | 0% | 68.48% | 0% | 21.63% | 0% | 57.07% | 68.48%
| 2030 | 52.01% | 88.5% | 59.51% | 0.3368% | 59.7% | 36.6% | 47.91% | 20.25% | 0% | 67.21% | 0% | 16.67% | 0% | 41.61% | 67.21%
| 2040 | 52.2% | 85.41% | 59.75% | 0.9924% | 62.63% | 0% | 48.89% | 20.37% | 0% | 69.17% | 0% | 17.17% | 0% | 43.52% | 69.17%
| 2050 | 0% | 0% | 61.7% | 0% | 65.79% | 0% | 0% | 0% | 0% | 74.23% | 0% | 12.68% | 0% | 43.47% | 74.23%
| Committed/under construction (with decommissioning) [%] | Coal | Nuclear | Gas | Peaking | Hydro | Wind | CSP | Solar PV | Biogas | Biomass | DR | Pumped storage | Other Storage | Hydro (incl. PS) | Biomass/-gas
| 2016 | 0% | 0% | 0% | 0% | 0% | 0% | 0% | 0% | 0% | 0% | 0% | 0% | 0% | 0% | 0%
| 2030 | 72.4% | 0% | 0% | 0% | 49.16% | 36.6% | 56.61% | 20.25% | 76.01% | 76.25% | 0% | 22.54% | 0% | 23.41% | 76.19%
| 2040 | 74.98% | 0% | 0% | 0% | 49.93% | 0% | 56.06% | 20.37% | 76.35% | 77.32% | 0% | 23.62% | 0% | 24.48% | 77.07%
| 2050 | 83.04% | 0% | 0% | 0% | 48.79% | 0% | 0% | 0% | 0% | 0% | 0% | 20.11% | 0% | 21.05% | 0%
| New Build (incl. decommissioning) [%] | Coal | Nuclear | Gas | Peaking | Hydro | Wind | CSP | Solar PV | Biogas | Biomass | DR | Pumped storage | Other Storage | Hydro (incl. PS) | Biomass/-gas
| 2016 | 0% | 0% | 0% | 0% | 0% | 0% | 0% | 0% | 0% | 0% | 0% | 0% | 0% | 0% | 0%
| 2030 | 0% | 84.1% | 19.59% | 0.8804% | 49.14% | 36.6% | 0% | 20.25% | 0% | 0% | 1.386% | 0% | 0% | 49.14% | 0%
| 2040 | 0% | 80.74% | 20.45% | 1.451% | 60.55% | 35.18% | 0% | 20.38% | 0% | 0% | 1.376% | 0% | 0% | 60.55% | 0%
| 2050 | 0% | 81.91% | 27.95% | 0.8598% | 70.61% | 34.96% | 0% | 20.23% | 0% | 0% | 1.359% | 0% | 0% | 70.61% | 0%
| All [%] | Coal | Nuclear | Gas | Peaking | Hydro | Wind | CSP | Solar PV | Biogas | Biomass | DR | Pumped storage | Other Storage | Hydro (incl. PS) | Biomass/-gas
| 2016 | 60.46% | 90.49% | 20.33% | 6.759% | 82.77% | 31.45% | 47.24% | 20.37% | 0% | 68.48% | 0% | 21.63% | 0% | 57.07% | 68.48%
| 2030 | 57.97% | 85.22% | 23.74% | 0.7098% | 54.01% | 36.6% | 54.96% | 20.25% | 51.65% | 68.72% | 1.386% | 19.36% | 0% | 40.8% | 66.09%
| 2040 | 64.83% | 81.26% | 21.31% | 1.395% | 61.41% | 35.18% | 54.7% | 20.37% | 51.88% | 70.31% | 1.376% | 20.12% | 0% | 45.66% | 67.47%
| 2050 | 77.59% | 81.91% | 28.38% | 0.8598% | 68.18% | 34.96% | 0% | 20.23% | 0% | 74.23% | 1.359% | 16.08% | 0% | 48.31% | 74.23%
ENERGY AVAILABLE/CURTAILED
| Total energy available [GWh] | Coal | Nuclear | Gas | Peaking | Hydro | Wind | CSP | Solar PV | Biogas | Biomass | DR | Pumped storage | Other Storage
| 2016 | 237361.2397 | 14483.9089 | 2953.3918 | 26109.1118 | 17279.1553 | 4573.4047 | 922.3032 | 2684.1838 | 0 | 1875.5851 | 0 | 12224.544 | #REF! | [7 empty] | 235642 | 14379 | 2932 | 25920 | 17154 | 4540.2789 | 915.6228 | 2664.7419 | 0 | 1862 | 0 | 12136
| 2030 | 224237.7969 | 55004.0331 | 31321.3019 | 76054.2165 | 37935.8207 | 62860.8779 | 5054.9815 | 22512.8233 | 406.9689 | 3051.7564 | 8739.1206 | 22816.7749 | #REF! | [7 empty] | 219847 | 53927 | 30708 | 74565 | 37193 | 61630 | 4956 | 22072 | 399 | 2992 | 8568 | 22370
| 2040 | 122531.5912 | 123197.3928 | 150914.0194 | 64275.4597 | 38120.4039 | 103245.4385 | 5031.1703 | 38637.5801 | 407.7156 | 3086.9895 | 8772.9149 | 22910.4029 | #REF! | [7 empty] | 122016 | 122679 | 150279 | 64005 | 37960 | 102811 | 5010 | 38475 | 406 | 3074 | 8736 | 22814
| 2050 | 75891.3161 | 188624.6479 | 259421.6036 | 80243.809 | 38018.4201 | 110243.14 | 0 | 44189.4552 | 0 | 1877.5659 | 8719.2329 | 22915.463 | #REF! | [7 empty] | 74575 | 185353 | 254922 | 78852 | 37359 | 108331 | 0 | 43423 | 0 | 1845 | 8568 | 22518
| Total energy curtailed [GWh] | Coal | Nuclear | Gas | Peaking | Hydro | Wind | CSP | Solar PV | Biogas | Biomass | DR | Pumped storage | Other Storage
| 2016 | 42552.4353 | -259.9699 | 2197.3151 | 24084.7982 | 1480.031 | 551.1884 | 94.6333 | 45.0975 | 0 | 291.8504 | 0 | 9230.1511 | #REF!
| 2030 | 58602.4946 | 537.5253 | 22827.9946 | 75444.2732 | 15585.173 | 0 | 0 | 0 | 54.0585 | 475.307 | 8617.7439 | 17879.0902 | #REF!
| 2040 | 24874.6682 | 3546.9248 | 114595.1963 | 63265.2088 | 12709.4792 | 0 | 0 | 1.0042 | 53.224 | 450.8973 | 8652.4078 | 17778.8101 | #REF!
| 2050 | 6520.0893 | 3352.1421 | 176468.8079 | 79468.3591 | 9804.0488 | 0 | 0 | 0 | 0 | 160.7888 | 8600.1678 | 18814.3299 | #REF!
| Total energy curtailed [%] | Coal | Nuclear | Gas | Peaking | Hydro | Wind | CSP | Solar PV | Biogas | Biomass | DR | Pumped storage | Other Storage
| 2016 | 17.93% | -1.795% | 74.4% | 92.25% | 8.565% | 12.05% | 10.26% | 1.68% |  | 15.56% |  | 75.51%
| 2030 | 26.13% | 0.9772% | 72.88% | 99.2% | 41.08% | 0% | 0% | 0% | 13.28% | 15.57% | 98.61% | 78.36%
| 2040 | 20.3% | 2.879% | 75.93% | 98.43% | 33.34% | 0% | 0% | 0.002599% | 13.05% | 14.61% | 98.63% | 77.6%
| 2050 | 8.591% | 1.777% | 68.02% | 99.03% | 25.79% | 0% |  | 0% |  | 8.564% | 98.63% | 82.1%
CO2 emissions
| Existing (with decommissioning) [Mt] | Coal | Nuclear | Gas | Peaking | Hydro | Wind | CSP | Solar PV | Biogas | Biomass | DR | Pumped storage | Other Storage | Hydro (incl. PS) | Biomass/-gas | TOTAL
| 2016 | 210.1216 | 0 | 0.27748 | 1.162 | 0 | 0 | 0 | 0 | 0 | 0 | 0 | 0.00059888 | 0 | 0.00059888 | 0 | 211.5616
| 2030 | 113.425 | 0 | 0.8123 | 0.052106 | 0 | 0 | 0 | 0 | 0 | 0 | 0 | 0.00046144 | 0 | 0.00046144 | 0 | 114.2899
| 2040 | 37.7774 | 0 | 0.8156 | 0.050149 | 0 | 0 | 0 | 0 | 0 | 0 | 0 | 0.0004752 | 0 | 0.0004752 | 0 | 38.6437
| 2050 | 0 | 0 | 0.84219 | 0 | 0 | 0 | 0 | 0 | 0 | 0 | 0 | 0.00035089 | 0 | 0.00035089 | 0 | 0.84254
| Committed/under construction (with decommissioning) [Mt] | Coal | Nuclear | Gas | Peaking | Hydro | Wind | CSP | Solar PV | Biogas | Biomass | DR | Pumped storage | Other Storage | Hydro (incl. PS) | Biomass/-gas | TOTAL
| 2016 | 0 | 0 | 0 | 0 | 0 | 0 | 0 | 0 | 0 | 0 | 0 | 0 | 0 | 0 | 0 | 0
| 2030 | 59.008 | 0 | 0 | 0 | 0 | 0 | 0 | 0 | 0 | 0 | 0 | 0.0005261 | 0 | 0.0005261 | 0 | 59.0085
| 2040 | 61.112 | 0 | 0 | 0 | 0 | 0 | 0 | 0 | 0 | 0 | 0 | 0.00055112 | 0 | 0.00055112 | 0 | 61.1126
| 2050 | 67.6871 | 0 | 0 | 0 | 0 | 0 | 0 | 0 | 0 | 0 | 0 | 0.00046934 | 0 | 0.00046934 | 0 | 67.6876
| New Build (incl. decommissioning) [Mt] | Coal | Nuclear | Gas | Peaking | Hydro | Wind | CSP | Solar PV | Biogas | Biomass | DR | Pumped storage | Other Storage | Hydro (incl. PS) | Biomass/-gas | TOTAL
| 2016 | 0 | 0 | 0 | 0 | 0 | 0 | 0 | 0 | 0 | 0 | 0 | 0 | 0 | 0 | 0 | 0
| 2030 | 0 | 0 | 2.3047 | 0.298 | 0 | 0 | 0 | 0 | 0 | 0 | 1.8207e-06 | 0 | 0 | 0 | 0 | 2.6028
| 2040 | 0 | 0 | 12.5134 | 0.52974 | 0 | 0 | 0 | 0 | 0 | 0 | 1.8076e-06 | 0 | 0 | 0 | 0 | 13.0431
| 2050 | 0 | 0 | 29.6015 | 0.44511 | 0 | 0 | 0 | 0 | 0 | 0 | 1.786e-06 | 0 | 0 | 0 | 0 | 30.0466
| Total [Mt] | Coal | Nuclear | Gas | Peaking | Hydro | Wind | CSP | Solar PV | Biogas | Biomass | DR | Pumped storage | Other Storage | Hydro (incl. PS) | Biomass/-gas | TOTAL
| 2016 | 210.1216 | 0 | 0.27748 | 1.162 | 0 | 0 | 0 | 0 | 0 | 0 | 0 | 0.00059888 | 0 | 0.00059888 | 0 | 211.5616
| 2030 | 172.4331 | 0 | 3.117 | 0.35011 | 0 | 0 | 0 | 0 | 0 | 0 | 1.8207e-06 | 0.00098754 | 0 | 0.00098754 | 0 | 175.9012
| 2040 | 98.8895 | 0 | 13.329 | 0.57988 | 0 | 0 | 0 | 0 | 0 | 0 | 1.8076e-06 | 0.0010263 | 0 | 0.0010263 | 0 | 112.7994
| 2050 | 67.6871 | 0 | 30.4437 | 0.44511 | 0 | 0 | 0 | 0 | 0 | 0 | 1.786e-06 | 0.00082023 | 0 | 0.00082023 | 0 | 98.5767
| 2016 | 99.32% | 0% | 0.1312% | 0.5492% | 0% | 0% | 0% | 0% | 0% | 0% | 0% | 0.0002831% | 0% | 0.0002831% | 0% | 100%
| 2030 | 98.03% | 0% | 1.772% | 0.199% | 0% | 0% | 0% | 0% | 0% | 0% | 1.035e-06% | 0.0005614% | 0% | 0.0005614% | 0% | 100%
| 2040 | 87.67% | 0% | 11.82% | 0.5141% | 0% | 0% | 0% | 0% | 0% | 0% | 1.602e-06% | 0.0009099% | 0% | 0.0009099% | 0% | 100%
| 2050 | 68.66% | 0% | 30.88% | 0.4515% | 0% | 0% | 0% | 0% | 0% | 0% | 1.812e-06% | 0.0008321% | 0% | 0.0008321% | 0% | 100%
Water usage
| Existing (with decommissioning) [bl] | Coal | Nuclear | Gas | Peaking | Hydro | Wind | CSP | Solar PV | Biogas | Biomass | DR | Pumped storage | Other Storage | Hydro (incl. PS) | Biomass/-gas | TOTAL
| 2016 | 280.5247 | 0 | 0.01497 | 0 | 0 | 0 | 0.066214 | 0 | 0 | 0.35951 | 0 | 0.00059888 | 0 | 0.00059888 | 0.35951 | 280.966
| 2030 | 151.4291 | 0 | 0.043824 | 0 | 0 | 0 | 0.067155 | 0 | 0 | 0.35286 | 0 | 0.00046144 | 0 | 0.00046144 | 0.35286 | 151.8934
| 2040 | 50.4351 | 0 | 0.044003 | 0 | 0 | 0 | 0.068528 | 0 | 0 | 0.36314 | 0 | 0.0004752 | 0 | 0.0004752 | 0.36314 | 50.9112
| 2050 | 0 | 0 | 0.045437 | 0 | 0 | 0 | 0 | 0 | 0 | 0.38971 | 0 | 0.00035089 | 0 | 0.00035089 | 0.38971 | 0.4355
| Committed/under construction (with decommissioning) [bl] | Coal | Nuclear | Gas | Peaking | Hydro | Wind | CSP | Solar PV | Biogas | Biomass | DR | Pumped storage | Other Storage | Hydro (incl. PS) | Biomass/-gas | TOTAL
| 2016 | 0 | 0 | 0 | 0 | 0 | 0 | 0 | 0 | 0 | 0 | 0 | 0 | 0 | 0 | 0 | 0
| 2030 | 13.97 | 0 | 0 | 0 | 0 | 0 | 0.33724 | 0 | 0 | 0.232 | 0 | 0.0005261 | 0 | 0.0005261 | 0.232 | 14.5398
| 2040 | 14.4681 | 0 | 0 | 0 | 0 | 0 | 0.33397 | 0 | 0 | 0.23525 | 0 | 0.00055112 | 0 | 0.00055112 | 0.23525 | 15.0379
| 2050 | 16.0248 | 0 | 0 | 0 | 0 | 0 | 0 | 0 | 0 | 0 | 0 | 0.00046934 | 0 | 0.00046934 | 0 | 16.0252
| New Build (incl. decommissioning) [bl] | Coal | Nuclear | Gas | Peaking | Hydro | Wind | CSP | Solar PV | Biogas | Biomass | DR | Pumped storage | Other Storage | Hydro (incl. PS) | Biomass/-gas | TOTAL
| 2016 | 0 | 0 | 0 | 0 | 0 | 0 | 0 | 0 | 0 | 0 | 0 | 0 | 0 | 0 | 0 | 0
| 2030 | 0 | 0 | 0.12434 | 0 | 0 | 0 | 0 | 0 | 0 | 0 | 1.8207e-06 | 0 | 0 | 0 | 0 | 0.12435
| 2040 | 0 | 0 | 0.67511 | 0 | 0 | 0 | 0 | 0 | 0 | 0 | 1.8076e-06 | 0 | 0 | 0 | 0 | 0.67511
| 2050 | 0 | 0 | 1.597 | 0 | 0 | 0 | 0 | 0 | 0 | 0 | 1.786e-06 | 0 | 0 | 0 | 0 | 1.597
| Total [bl] | Coal | Nuclear | Gas | Peaking | Hydro | Wind | CSP | Solar PV | Biogas | Biomass | DR | Pumped storage | Other Storage | Hydro (incl. PS) | Biomass/-gas | TOTAL
| 2016 | 280.5247 | 0 | 0.01497 | 0 | 0 | 0 | 0.066214 | 0 | 0 | 0.35951 | 0 | 0.00059888 | 0 | 0.00059888 | 0.35951 | 280.966
| 2030 | 165.3991 | 0 | 0.16817 | 0 | 0 | 0 | 0.4044 | 0 | 0 | 0.58485 | 1.8207e-06 | 0.00098754 | 0 | 0.00098754 | 0.58485 | 166.5575
| 2040 | 64.9032 | 0 | 0.71911 | 0 | 0 | 0 | 0.40249 | 0 | 0 | 0.59839 | 1.8076e-06 | 0.0010263 | 0 | 0.0010263 | 0.59839 | 66.6242
| 2050 | 16.0248 | 0 | 1.6425 | 0 | 0 | 0 | 0 | 0 | 0 | 0.38971 | 1.786e-06 | 0.00082023 | 0 | 0.00082023 | 0.38971 | 18.0577
| 2016 | 99.84% | 0% | 0.005328% | 0% | 0% | 0% | 0.02357% | 0% | 0% | 0.128% | 0% | 0.0002131% | 0% | 0.0002131% | 0.128% | 100%
| 2030 | 99.3% | 0% | 0.101% | 0% | 0% | 0% | 0.2428% | 0% | 0% | 0.3511% | 1.093e-06% | 0.0005929% | 0% | 0.0005929% | 0.3511% | 100%
| 2040 | 97.42% | 0% | 1.079% | 0% | 0% | 0% | 0.6041% | 0% | 0% | 0.8982% | 2.713e-06% | 0.00154% | 0% | 0.00154% | 0.8982% | 100%
| 2050 | 88.74% | 0% | 9.096% | 0% | 0% | 0% | 0% | 0% | 0% | 2.158% | 9.89e-06% | 0.004542% | 0% | 0.004542% | 2.158% | 100%
Generation cost
| Capital costs [R/kW/yr] | 547 | 0 | 0 | 0 | 0 | 0 | 0 | 0 | 0 | 0 | 0 | 0 | 0
| Fixed costs [R/kW/yr] | 650 | 650 | 0 | 161 | 0 | 0 | 0 | 0 | 0 | 0 | 0 | 201 | 0
| Variable costs (incl fuel) [R/kWh] | 0.26832 | 0.12287 | 0.95 | 2.5 | 0.3 | 0.93 | 3.3 | 1.7 | 1.107 | 1.65 | 1.51 | 0.05 | 0
| Existing (with decommissioning) [R-billion] | Coal | Nuclear | Gas | Peaking | Hydro | Wind | CSP | Solar PV | Biogas | Biomass | DR | Pumped storage | Other Storage | Hydro (incl. PS) | Biomass/-gas | TOTAL
| 2016 | 95.4358 | 3.0206 | 0.71827 | 5.6112 | 4.7397 | 3.7407 | 2.7313 | 4.4864 | 0 | 2.6132 | 0 | 0.4673 | 0 | 5.207 | 2.6132 | 123.5646
| 2030 | 55.8435 | 2.9809 | 2.1027 | 0.72234 | 3.4188 | 3.8939 | 2.7701 | 4.4597 | 0 | 2.5648 | 0 | 0.43294 | 0 | 3.8518 | 2.5648 | 79.1898
| 2040 | 18.5669 | 2.9188 | 2.1112 | 0.38022 | 3.5863 | 0 | 2.8268 | 1.3197 | 0 | 2.6396 | 0 | 0.43638 | 0 | 4.0227 | 2.6396 | 34.7859
| 2050 | 0.80199 | 0 | 2.1801 | 0 | 3.7676 | 0 | 0 | 0 | 0 | 2.8327 | 0 | 0.4053 | 0 | 4.173 | 2.8327 | 9.9877
| Capital costs [R/kW/yr] | 4602 | 6454.9045 | 901.1097 | 794.3546 | 0 | 0 | 0 | 0 | 2810 | 0 | 0 | 2328.2524 | 0
| Fixed costs [R/kW/yr] | 924 | 968.0686 | 165.1733 | 160.7978 | 0 | 0 | 0 | 0 | 2373 | 0 | 0 | 201.2708 | 0
| Variable costs (incl fuel) [R/kWh] | 0.36169 | 0.12287 | 1.1311 | 1.7303 | 1.24 | 0.70507 | 2.2908 | 0.79658 | 0.09 | 1.61 | 1.51 | 0 | 0
| Committed/under construction (incl. decommissioning) [R-billion] | Coal | Nuclear | Gas | Peaking | Hydro | Wind | CSP | Solar PV | Biogas | Biomass | DR | Pumped storage | Other Storage | Hydro (incl. PS) | Biomass/-gas | TOTAL
| 2016 | 3.9898 | 0 | 0 | 0 | 0 | 0 | 0 | 0 | 0 | 0 | 0 | 0 | 0 | 0 | 0 | 3.9898
| 2030 | 74.5693 | 0 | 0 | 0 | 0.24031 | 6.33 | 9.6568 | 1.8825 | 0.30646 | 1.6454 | 0 | 3.3693 | 0 | 3.6096 | 1.9519 | 98.0003
| 2040 | 75.3493 | 0 | 0 | 0 | 0.24407 | 0 | 9.563 | 1.8935 | 0.3066 | 1.6685 | 0 | 3.3693 | 0 | 3.6134 | 1.9751 | 92.3942
| 2050 | 77.7866 | 0 | 0 | 0 | 0.2385 | 0 | 0 | 0 | 0 | 0 | 0 | 3.3693 | 0 | 3.6078 | 0 | 81.3944
| Capital costs [R/kW/yr] | 3559.4977 | 645490% | 901.1097 | 794.3546 | 5564 | 1911 | 10206 | 1073 | 1154.079 | 4395 | 0 | 2328.2524 | 2512
| 2030 | 3559.4977 | 628100% | 901.1097 | 794.3546 | 5564 | 1911 | 8246 | 967 | 1154.079 | 4395 | 0 | 2328.2524 | 2512
| 2040 | 3559.4977 | 628100% | 901.1097 | 794.3546 | 5564 | 1911 | 7196 | 911 | 1154.079 | 4395 | 0 | 2328.2524 | 2512
| 2050 | 3559.4977 | 628100% | 901.1097 | 794.3546 | 5564 | 1911 | 6146 | 854 | 1154.079 | 4395 | 0 | 2328.2524 | 2512
| Fixed costs [R/kW/yr] | 924 | 968.0686 | 165.1733 | 160.7978 | 907.4248 | 0 | 0 | 0 | 422 | 1655.0144 | 0 | 201.2708 | 618
| 2030 | 924 | 968.0686 | 165.1733 | 160.7978 | 907.4248 | 0 | 0 | 0 | 422 | 1655.0144 | 0 | 201.2708 | 618
| 2040 | 924 | 968.0686 | 165.1733 | 160.7978 | 907.4248 | 0 | 0 | 0 | 422 | 1655.0144 | 0 | 201.2708 | 618
| 2050 | 924 | 968.0686 | 165.1733 | 160.7978 | 907.4248 | 0 | 0 | 0 | 422 | 1655.0144 | 0 | 201.2708 | 618
| Variable costs (incl fuel) [R/kWh] | 0.36169 | 0.12287 | 1.1311 | 1.7303 | 0 | 0 | 0 | 0 | 1.42 | 0.46 | 1.51 | 0 | 0.032
| 2030 | 0.36169 | 0.12287 | 1.1311 | 1.7303 | 0 | 0 | 0 | 0 | 1.42 | 0.46 | 1.51 | 0 | 0.032
| 2040 | 0.36169 | 0.12287 | 1.1311 | 1.7303 | 0 | 0 | 0 | 0 | 1.42 | 0.46 | 1.51 | 0 | 0.032
| 2050 | 0.36169 | 0.12287 | 1.1311 | 1.7303 | 0 | 0 | 0 | 0 | 1.42 | 0.46 | 1.51 | 0 | 0.032
| New Build (incl. decommissioning) [R-billion] | Coal | Nuclear | Gas | Peaking | Hydro | Wind | CSP | Solar PV | Biogas | Biomass | DR | Pumped storage | Other Storage | Hydro (incl. PS) | Biomass/-gas | TOTAL
99.4256 | 2016 | 0 | 0 | 0 | 0 | 0 | 0 | 0 | 0 | 0 | 0 | 0 | 0 | 0 | 0 | 0 | 0
130.4129 | 2030 | 0 | 49.1976 | 11.006 | 7.3284 | 16.1786 | 29.6205 | 0 | 9.554 | 0.039402 | 0.06655 | 0.18328 | 0 | 0 | 16.1786 | 0.10595 | 123.1743
93.9162 | 2040 | 0 | 107.8936 | 58.8609 | 8.5312 | 16.1786 | 64.0185 | 0 | 18.1107 | 0.039402 | 0.06655 | 0.18197 | 0 | 0 | 16.1786 | 0.10595 | 273.8814
78.5885 | 2050 | 0 | 196.4744 | 126.3578 | 11.176 | 16.1786 | 68.796 | 0 | 21.2902 | 0 | 0 | 0.17979 | 0 | 0 | 16.1786 | 0 | 440.4527
| Total cost [R-billion] | Coal | Nuclear | Gas | Peaking | Hydro | Wind | CSP | Solar PV | Biogas | Biomass | DR | Pumped storage | Other Storage | Hydro (incl. PS) | Biomass/-gas | TOTAL | With CO2 | Total (with Tx/Dx/Other) | Total +CO2 (with Tx/Dx/Other) | Compared to Base Case | Compared to Carbon Budget
| 2016 | 99.4256 | 3.0206 | 0.71827 | 5.6112 | 4.7397 | 3.7407 | 2.7313 | 4.4864 | 0 | 2.6132 | 0 | 0.4673 | 0 | 5.207 | 2.6132 | 127.5543 | 152.9417 | 200.1804 | 225.5678 | -2.4461 | 0
| 2030 | 130.4129 | 52.1785 | 13.1087 | 8.0507 | 19.8377 | 39.8444 | 12.427 | 15.8962 | 0.34586 | 4.2768 | 0.18328 | 3.8023 | 0 | 23.64 | 4.6227 | 300.3643 | 321.4725 | 403.4227 | 424.5309 | 19.1411 | 0
| 2040 | 93.9162 | 110.8124 | 60.9722 | 8.9115 | 20.0089 | 64.0185 | 12.3898 | 21.3238 | 0.34601 | 4.3746 | 0.18197 | 3.8057 | 0 | 23.8146 | 4.7207 | 401.0616 | 414.5975 | 529.5909 | 543.1268 | -5.7503 | 0
| 2050 | 78.5885 | 196.4744 | 128.5379 | 11.176 | 20.1847 | 68.796 | 0 | 21.2902 | 0 | 2.8327 | 0.17979 | 3.7746 | 0 | 23.9593 | 2.8327 | 531.8348 | 543.664 | 688.3025 | 700.1317 | -11.3442 | 0
| 2016 | 77.95% | 2.368% | 0.5631% | 4.399% | 3.716% | 2.933% | 2.141% | 3.517% | 0% | 2.049% | 0% | 0.3664% | 0% | 4.082% | 2.049% | 100%
| 2030 | 43.42% | 17.37% | 4.364% | 2.68% | 6.605% | 13.27% | 4.137% | 5.292% | 0.1151% | 1.424% | 0.06102% | 1.266% | 0% | 7.87% | 1.539% | 100%
| 2040 | 23.42% | 27.63% | 15.2% | 2.222% | 4.989% | 15.96% | 3.089% | 5.317% | 0.08627% | 1.091% | 0.04537% | 0.9489% | 0% | 5.938% | 1.177% | 100%
| 2050 | 14.78% | 36.94% | 24.17% | 2.101% | 3.795% | 12.94% | 0% | 4.003% | 0% | 0.5326% | 0.03381% | 0.7097% | 0% | 4.505% | 0.5326% | 100%
Tariff estimate
| Cost per energy unit (existing) [R/kWh] | Coal | Nuclear | Gas | Peaking | Hydro | Wind | CSP | Solar PV | Biogas | Biomass | DR | Pumped storage | Other Storage | Hydro (incl. PS) | Biomass/-gas
| 2016 | 0.48989 | 0.20487 | 0.95 | 2.7719 | 0.3 | 0.93 | 3.3 | 1.7 |  | 1.65 |  | 0.15606 |  |  |  | 0.51041
| 2030 | 0.53104 | 0.20671 | 0.95 | 7.9573 | 0.3 | 0.93 | 3.3 | 1.7 |  | 1.65 |  | 0.18765 |  |  |  | 0.54692
| 2040 | 0.53011 | 0.20975 | 0.95 | 4.352 | 0.3 |  | 3.3 | 1.7 |  | 1.65 |  | 0.18366 |  |  |  | 0.50552
| 2050 |  |  | 0.95 |  | 0.3 |  |  |  |  | 1.65 |  | 0.23102 |  |  |  | 0.54504
Cost per energy unit (committed/under construction) [R/kWh]
| 2016 | [15 empty] | 0.016481
| 2030 | 1.233 |  |  |  | 1.24 | 0.70507 | 2.2908 | 0.79658 | 0.86838 | 1.61 |  | 1.2809 |  |  |  | 0.28528
| 2040 | 1.203 |  |  |  | 1.24 |  | 2.2908 | 0.79658 | 0.86491 | 1.61 |  | 1.2227 |  |  |  | 0.21566
| 2050 | 1.1213 |  |  |  | 1.24 | [6 empty] | 1.4358 |  |  |  | 0.15606
Cost per energy unit (New) [R/kWh]
| 2016 | [15 empty] | 0
| 2030 |  | 1.2285 | 1.7526 | 14.1157 | 1.5035 | 0.59603 |  | 0.54513 |  |  | 1.51 |  |  |  |  | 0.35856
| 2040 |  | 1.0204 | 1.7263 | 9.2441 | 1.2201 | 0.62006 |  | 0.5104 |  |  | 1.51 |  |  |  |  | 0.63927
| 2050 |  | 1.0605 | 1.5666 | 14.4122 | 1.0463 | 0.62404 |  | 0.48179 |  |  | 1.51 |  |  |  |  | 0.84449
| Cost per energy unit (All) in R/kWh | [15 empty] | Wholesale tariff | Tariff w/o CO2 | Tariff w CO2
| 2016 | 0.51038 | 0.20487 | 0.95 | 2.7719 | 0.3 | 0.93 | 3.3 | 1.7 |  | 1.65 |  | 0.15606 |  |  |  | 0.52689 | 0.82689 | 0.93259
| 2030 | 0.78735 | 0.95799 | 1.5434 | 13.1991 | 0.88757 | 0.63385 | 2.4584 | 0.7061 | 0.98003 | 1.66 | 1.51 | 0.77005 |  |  |  | 0.87435 | 1.1744 | 1.2347
| 2040 | 0.9617 | 0.92613 | 1.6788 | 8.821 | 0.78741 | 0.62006 | 2.4626 | 0.55191 | 0.97606 | 1.6595 | 1.51 | 0.74162 |  |  |  | 0.93612 | 1.2361 | 1.2672
| 2050 | 1.1329 | 1.0605 | 1.5495 | 14.4122 | 0.71541 | 0.62404 |  | 0.48179 |  | 1.65 | 1.51 | 0.92039 |  |  |  | 1.0197 | 1.3197 | 1.3422
Localised jobs
| Capex - direct (committed + new build) | Coal | Nuclear | Gas | Peaking | Hydro | Wind | CSP | Solar PV | Biogas | Biomass | DR | Pumped storage | Other Storage | Hydro (incl. PS) | Biomass/-gas | TOTAL
| 2016 | 0 | 0 | 0 | 0 | 0 | 0 | 0 | 0 | 0 | 0 | 0 | 0 | 0 | 0 | 0 | 0
| 2030 | 17416.8229 | 5727.2143 | 1223.4857 | 2250.4114 | 0 | 8365.7143 | 1578.5714 | 6983.4743 | 0 | 0 | 0 | 0 | 0 | 0 | 0 | 43545.6943
| 2040 | 24383.552 | 22049.775 | 8906.976 | 3397.68 | 0 | 21440 | 2210 | 18496.864 | 0 | 0 | 0 | 0 | 0 | 0 | 0 | 100884.847
| 2050 | 24383.552 | 38085.975 | 15415.92 | 4818.528 | 0 | 23040 | 0 | 21738.96 | 0 | 0 | 0 | 0 | 0 | 0 | 0 | 127482.935
| Opex - direct (existing, committed, new build) | Coal | Nuclear | Gas | Peaking | Hydro | Wind | CSP | Solar PV | Biogas | Biomass | DR | Pumped storage | Other Storage | Hydro (incl. PS) | Biomass/-gas | TOTAL
| 2016 | 45896.9543 | 1194.2542 | 24.1945 | 64.778 | 0 | 482.666 | 107.5971 | 290.2995 | 0 | 0 | 0 | 0 | 0 | 0 | 0 | 48060.7435
| 2030 | 39023.6772 | 4411.7871 | 271.7858 | 19.5182 | 0 | 7543.3053 | 657.1476 | 2476.4106 | 0 | 0 | 0 | 0 | 0 | 0 | 0 | 54403.6319
| 2040 | 23007.9711 | 9691.6879 | 1162.2023 | 32.328 | 0 | 12389.4526 | 654.0521 | 4250.0233 | 0 | 0 | 0 | 0 | 0 | 0 | 0 | 51187.7174
| 2050 | 16343.861 | 15007.073 | 2654.4895 | 24.8144 | 0 | 13229.1768 | 0 | 4860.8401 | 0 | 0 | 0 | 0 | 0 | 0 | 0 | 52120.2547
| Capex - suppliers (committed + new build) | Coal | Nuclear | Gas | Peaking | Hydro | Wind | CSP | Solar PV | Biogas | Biomass | DR | Pumped storage | Other Storage | Hydro (incl. PS) | Biomass/-gas | TOTAL
| 2016 | 0 | 0 | 0 | 0 | 0 | 0 | 0 | 0 | 0 | 0 | 0 | 0 | 0 | 0 | 0 | 0
| 2030 | 3771.1329 | 3281.0143 | 209.1429 | 384.6857 | 0 | 5703.0286 | 546.4286 | 3940.2171 | 0 | 0 | 0 | 0 | 0 | 0 | 0 | 17835.65
| 2040 | 5712.064 | 12631.905 | 1522.56 | 580.8 | 0 | 14740 | 765 | 10436.304 | 0 | 0 | 0 | 0 | 0 | 0 | 0 | 46388.633
| 2050 | 5712.064 | 21818.745 | 2635.2 | 823.68 | 0 | 15840 | 0 | 12265.56 | 0 | 0 | 0 | 0 | 0 | 0 | 0 | 59095.249
| Opex - suppliers (existing, committed, new build) | Coal | Nuclear | Gas | Peaking | Hydro | Wind | CSP | Solar PV | Biogas | Biomass | DR | Pumped storage | Other Storage | Hydro (incl. PS) | Biomass/-gas | TOTAL
|  | 28685.5964 | 176.9265 | 4.5365 | 12.1459 | 0 | 16.0889 | 12.415 | 47.5036 | 0 | 0 | 0 | 0 | 0 | 0 | 0 | 28955.2128
|  | 24389.7983 | 653.5981 | 50.9598 | 3.6597 | 0 | 251.4435 | 75.8247 | 405.2308 | 0 | 0 | 0 | 0 | 0 | 0 | 0 | 25830.5149
|  | 14379.9819 | 1435.8056 | 217.9129 | 6.0615 | 0 | 412.9818 | 75.4676 | 695.4584 | 0 | 0 | 0 | 0 | 0 | 0 | 0 | 17223.6696
|  | 10214.9131 | 2223.2701 | 497.7168 | 4.6527 | 0 | 440.9726 | 0 | 795.4102 | 0 | 0 | 0 | 0 | 0 | 0 | 0 | 14176.9354
| Total | Coal | Nuclear | Gas | Peaking | Hydro | Wind | CSP | Solar PV | Biogas | Biomass | DR | Pumped storage | Other Storage | Hydro (incl. PS) | Biomass/-gas | TOTAL
|  | 74582.5507 | 1371.1807 | 28.7309 | 76.9239 | 0 | 498.7548 | 120.0121 | 337.803 | 0 | 0 | 0 | 0 | 0 | 0 | 0 | 77015.9563
|  | 84601.4312 | 14073.6138 | 1755.3742 | 2658.275 | 0 | 21863.4917 | 2857.9723 | 13805.3328 | 0 | 0 | 0 | 0 | 0 | 0 | 0 | 141615.4911
|  | 67483.569 | 45809.1735 | 11809.6513 | 4016.8695 | 0 | 48982.4344 | 3704.5197 | 33878.6497 | 0 | 0 | 0 | 0 | 0 | 0 | 0 | 215684.8671
|  | 56654.3902 | 77135.063 | 21203.3262 | 5671.6751 | 0 | 52550.1494 | 0 | 39660.7703 | 0 | 0 | 0 | 0 | 0 | 0 | 0 | 252875.3742

## O-LC_DS
CAPACITY
| Existing (with decommissioning) [MW] | Coal | Nuclear | Gas | Peaking | Hydro | Wind | CSP | Solar PV | Biogas | Biomass | DR | Pumped storage | Other Storage | Hydro (incl. PS) | Biomass/-gas | TOTAL
| 2016 | 36060 | 1860 | 424.6 | 3419 | 2179 | 1306 | 200 | 1479 | 0 | 264 | 0 | 1580 | 0 | 3759 | 264 | 48771.6
| 2030 | 23080 | 1860 | 424.6 | 3077 | 2179 | 1306 | 200 | 1479 | 0 | 264 | 0 | 1580 | 0 | 3759 | 264 | 35449.6
| 2040 | 7660 | 1860 | 424.6 | 1005 | 2179 | 0 | 200 | 435 | 0 | 264 | 0 | 1580 | 0 | 3759 | 264 | 15607.6
| 2050 | 670 | 0 | 424.6 | 0 | 2179 | 0 | 0 | 0 | 0 | 264 | 0 | 1580 | 0 | 3759 | 264 | 5117.6
| Committed/under construction (with decommissioning) [MW] | Coal | Nuclear | Gas | Peaking | Hydro | Wind | CSP | Solar PV | Biogas | Biomass | DR | Pumped storage | Other Storage | Hydro (incl. PS) | Biomass/-gas | TOTAL
| 2016 | 722 | 0 | 0 | 0 | 0 | 154 | 0 | 0 | 0 | 0 | 0 | 0 | 0 | 0 | 0 | 876
| 2030 | 9536 | 0 | 0 | 0 | 45 | 2800 | 850 | 1332 | 53 | 153 | 0 | 1332 | 0 | 1377 | 206 | 16101
| 2040 | 9536 | 0 | 0 | 0 | 45 | 0 | 850 | 1332 | 53 | 153 | 0 | 1332 | 0 | 1377 | 206 | 13301
| 2050 | 9536 | 0 | 0 | 0 | 45 | 0 | 0 | 0 | 0 | 0 | 0 | 1332 | 0 | 1377 | 0 | 10913
| New Build (incl. decommissioning) [MW] | Coal | Nuclear | Gas | Peaking | Hydro | Wind | CSP | Solar PV | Biogas | Biomass | DR | Pumped storage | Other Storage | Hydro (incl. PS) | Biomass/-gas | TOTAL
| 2016 | [13 empty] | 0 | 0 | 0
| 2030 | 0 | 0 | 2928 | 10032 | 0 | 21000 | 0 | 12500 | 0 | 0 | 620 | 333 | 3 | 333 | 0 | 47416
| 2040 | 0 | 0 | 9516 | 26004 | 0 | 57600 | 0 | 50500 | 265 | 0 | 3226 | 333 | 6 | 333 | 265 | 147450
| 2050 | 0 | 0 | 19032 | 36828 | 2500 | 85100 | 0 | 74000 | 290 | 0 | 3015 | 666 | 6 | 3166 | 290 | 221437
| Total Installed capacity [MW] | Coal | Nuclear | Gas | Peaking | Hydro | Wind | CSP | Solar PV | Biogas | Biomass | DR | Pumped storage | Other Storage | Hydro (incl. PS) | Biomass/-gas | TOTAL
36782 | 2016 | 36782 | 1860 | 424.6 | 3419 | 2179 | 1460 | 200 | 1479 | 0 | 264 | 0 | 1580 | 0 | 3759 | 264 | 49647.6
32616 | 2030 | 32616 | 1860 | 3352.6 | 13109 | 2224 | 25106 | 1050 | 15311 | 53 | 417 | 620 | 3245 | 3 | 5469 | 470 | 98966.6
17196 | 2040 | 17196 | 1860 | 9940.6 | 27009 | 2224 | 57600 | 1050 | 52267 | 318 | 417 | 3226 | 3245 | 6 | 5469 | 735 | 176358.6
10206 | 2050 | 10206 | 0 | 19456.6 | 36828 | 4724 | 85100 | 0 | 74000 | 290 | 264 | 3015 | 3578 | 6 | 8302 | 554 | 237467.6
| 2016 | 74.09% | 3.746% | 0.8552% | 6.887% | 4.389% | 2.941% | 0.4028% | 2.979% | 0% | 0.5317% | 0% | 3.182% | 0% | 7.571% | 0.5317% | 100%
| 2030 | 32.96% | 1.879% | 3.388% | 13.25% | 2.247% | 25.37% | 1.061% | 15.47% | 0.05355% | 0.4214% | 0.6265% | 3.279% | 0.003031% | 5.526% | 0.4749% | 100%
| 2040 | 9.751% | 1.055% | 5.637% | 15.31% | 1.261% | 32.66% | 0.5954% | 29.64% | 0.1803% | 0.2365% | 1.829% | 1.84% | 0.003402% | 3.101% | 0.4168% | 100%
| 2050 | 4.298% | 0% | 8.193% | 15.51% | 1.989% | 35.84% | 0% | 31.16% | 0.1221% | 0.1112% | 1.27% | 1.507% | 0.002527% | 3.496% | 0.2333% | 100%
ENERGY GENERATED
| Existing (with decommissioning) [GWh] | Coal | Nuclear | Gas | Peaking | Hydro | Wind | CSP | Solar PV | Biogas | Biomass | DR | Pumped storage | Other Storage | Hydro (incl. PS) | Biomass/-gas | TOTAL
| 2016 | 194808.8043 | 14743.8788 | 756.0768 | 2024.3137 | 15799.1243 | 4022.2163 | 827.6699 | 2639.0862 | 0 | 1583.7347 | 0 | 2994.393 | 0 | 18793.5172 | 1583.7347 | 240199.298
| 2030 | 125097.7804 | 14521.6077 | 2216.4398 | 159.1186 | 12242.9485 | 4187.0619 | 840.4723 | 2623.4161 | 0 | 1568.7457 | 0 | 2734.5951 | 0 | 14977.5436 | 1568.7457 | 166192.1861 |  |  |  |  | 122646 | 14237 | 2173 | 156 | 12003 | 4105 | 824 | 2572 | 0 | 1538 | 0 | 2681
| 2040 | 34665.8366 | 13645.8005 | 2242.4987 | 79.336 | 11373.1742 | 0 | 843.5732 | 776.2882 | 0 | 1613.8358 | 0 | 2930.4126 | 0 | 14303.5867 | 1613.8358 | 68170.7558 |  |  |  |  | 34519 | 13588 | 2233 | 79 | 11325 | 0 | 840 | 773 | 0 | 1607 | 0 | 2918
| 2050 | 0 | 0 | 2246.0358 | 0 | 10915.7139 | 0 | 0 | 0 | 0 | 1627.282 | 0 | 2852.5775 | 0 | 13768.2913 | 1627.282 | 17641.6091 |  |  |  |  | 0 | 0 | 2207 | 0 | 10726 | 0 | 0 | 0 | 0 | 1599 | 0 | 2803
| Committed/under construction (with decommissioning) [GWh] | Coal | Nuclear | Gas | Peaking | Hydro | Wind | CSP | Solar PV | Biogas | Biomass | DR | Pumped storage | Other Storage | Hydro (incl. PS) | Biomass/-gas | TOTAL
| 2016 | 0 | 0 | 0 | 0 | 0 | 0 | 0 | 0 | 0 | 0 | 0 | 0 | 0 | 0 | 0 | 0
| 2030 | 65422.204 | 0 | 0 | 0 | 194.8182 | 8977.9582 | 4208.4817 | 2363.3185 | 355.9768 | 1019.9907 | 0 | 3044.6723 | 0 | 3239.4905 | 1375.9675 | 85587.4203 |  |  |  |  | 64140 | 0 | 0 | 0 | 191 | 8802 | 4126 | 2317 | 349 | 1000 | 0 | 2985
| 2040 | 61552.7233 | 0 | 0 | 0 | 197.838 | 0 | 4222.8872 | 2377.0687 | 356.5101 | 1024.3389 | 0 | 3245.7483 | 0 | 3443.5862 | 1380.849 | 72977.1144 |  |  |  |  | 61292 | 0 | 0 | 0 | 197 | 0 | 4205 | 2367 | 355 | 1020 | 0 | 3232
| 2050 | 59676.1649 | 0 | 0 | 0 | 198.449 | 0 | 0 | 0 | 0 | 0 | 0 | 3119.2115 | 0 | 3317.6606 | 0 | 62993.8255 |  |  |  |  | 58639 | 0 | 0 | 0 | 195 | 0 | 0 | 0 | 0 | 0 | 0 | 3065
| New Build (incl. decommissioning) [GWh] | Coal | Nuclear | Gas | Peaking | Hydro | Wind | CSP | Solar PV | Biogas | Biomass | DR | Pumped storage | Other Storage | Hydro (incl. PS) | Biomass/-gas | TOTAL
| 2016 | 0 | 0 | 0 | 0 | 0 | 0 | 0 | 0 | 0 | 0 | 0 | 0 | 0 | 0 | 0 | 0
| 2030 | 0 | 0 | 6244.3831 | 3711.7462 | 0 | 67141.9084 | 0 | 22182.7579 | 0 | 0 | 0 | 0 | 0 | 0 | 0 | 99280.7956 |  |  |  |  | 0 | 0 | 6122 | 3639 | 0 | 65826 | 0 | 21748 | 0 | 0 | 2971 | 0
| 2040 | 0 | 0 | 25015.9619 | 9757.3298 | 0 | 175919.1535 | 0 | 83127.1075 | 1513.4105 | 0 | 0 | 0 | 0 | 0 | 1513.4105 | 295332.9632 |  |  |  |  | 0 | 0 | 24910 | 9716 | 0 | 175174 | 0 | 82775 | 1507 | 0 | 12959 | 0
| 2050 | 0 | 0 | 52832.2179 | 12530.7836 | 15593.0046 | 256969.0934 | 0 | 109342.3576 | 1441.0452 | 0 | 0 | 0 | 0 | 15593.0046 | 1441.0452 | 448708.5023 |  |  |  |  | 0 | 0 | 51914 | 12313 | 15322 | 252503 | 0 | 107442 | 1416 | 0 | 12082 | 0
| Total energy [GWh] | Coal | Nuclear | Gas | Peaking | Hydro | Wind | CSP | Solar PV | Biogas | Biomass | DR | Pumped storage | Other Storage | Hydro (incl. PS) | Biomass/-gas | TOTAL |  |  | RE share [GWh] | RE share [%]
194808.8043 | 2016 | 194808.8043 | 14743.8788 | 756.0768 | 2024.3137 | 15799.1243 | 4022.2163 | 827.6699 | 2639.0862 | 0 | 1583.7347 | 0 | 2994.393 | 0 | 18793.5172 | 1583.7347 | 240199.298 |  |  | 24871.8314 | 10.27% | 240333.531
190519.9844 | 2030 | 190519.9844 | 14521.6077 | 8460.8229 | 3870.8647 | 12437.7667 | 80306.9284 | 5048.954 | 27169.4925 | 355.9768 | 2588.7364 | 0 | 5779.2674 | 0 | 18217.0341 | 2944.7132 | 351060.402 |  |  | 127907.8548 | 37.23% | 336795.2249
96218.5599 | 2040 | 96218.5599 | 13645.8005 | 27258.4606 | 9836.6659 | 11571.0122 | 175919.1535 | 5066.4604 | 86280.4644 | 1869.9206 | 2638.1747 | 0 | 6176.1608 | 0 | 17747.173 | 4508.0953 | 436480.8335 |  |  | 283345.1857 | 66.14% | 426616.2638
59676.1649 | 2050 | 59676.1649 | 0 | 55078.2537 | 12530.7836 | 26707.1675 | 256969.0934 | 0 | 109342.3576 | 1441.0452 | 1627.282 | 0 | 5971.789 | 0 | 32678.9565 | 3068.3272 | 529343.9369 |  |  | 396086.9457 | 75.94% | 512494.3644
| 2016 | 81.1% | 6.138% | 0.3148% | 0.8428% | 6.578% | 1.675% | 0.3446% | 1.099% | 0% | 0.6593% | 0% | 1.247% | 0% | 7.824% | 0.6593% | 100%
| 2030 | 54.27% | 4.136% | 2.41% | 1.103% | 3.543% | 22.88% | 1.438% | 7.739% | 0.1014% | 0.7374% | 0% | 1.646% | 0% | 5.189% | 0.8388% | 100%
| 2040 | 22.04% | 3.126% | 6.245% | 2.254% | 2.651% | 40.3% | 1.161% | 19.77% | 0.4284% | 0.6044% | 0% | 1.415% | 0% | 4.066% | 1.033% | 100%
| 2050 | 11.27% | 0% | 10.41% | 2.367% | 5.045% | 48.54% | 0% | 20.66% | 0.2722% | 0.3074% | 0% | 1.128% | 0% | 6.173% | 0.5796% | 100%
CAPACITY FACTOR
| Existing (with decommissioning) [%] | Coal | Nuclear | Gas | Peaking | Hydro | Wind | CSP | Solar PV | Biogas | Biomass | DR | Pumped storage | Other Storage | Hydro (incl. PS) | Biomass/-gas
| 2016 | 61.67% | 90.49% | 20.33% | 6.759% | 82.77% | 35.16% | 47.24% | 20.37% | 0% | 68.48% | 0% | 21.63% | 0% | 57.07% | 68.48%
| 2030 | 61.87% | 89.12% | 59.59% | 0.5903% | 64.14% | 36.6% | 47.97% | 20.25% | 0% | 67.83% | 0% | 19.76% | 0% | 45.48% | 67.83%
| 2040 | 51.66% | 83.75% | 60.29% | 0.9012% | 59.58% | 0% | 48.15% | 20.37% | 0% | 69.78% | 0% | 21.17% | 0% | 43.44% | 69.78%
| 2050 | 0% | 0% | 60.39% | 0% | 57.19% | 0% | 0% | 0% | 0% | 70.36% | 0% | 20.61% | 0% | 41.81% | 70.36%
| Committed/under construction (with decommissioning) [%] | Coal | Nuclear | Gas | Peaking | Hydro | Wind | CSP | Solar PV | Biogas | Biomass | DR | Pumped storage | Other Storage | Hydro (incl. PS) | Biomass/-gas
| 2016 | 0% | 0% | 0% | 0% | 0% | 0% | 0% | 0% | 0% | 0% | 0% | 0% | 0% | 0% | 0%
| 2030 | 78.32% | 0% | 0% | 0% | 49.42% | 36.6% | 56.52% | 20.25% | 76.67% | 76.1% | 0% | 26.09% | 0% | 26.86% | 76.25%
| 2040 | 73.68% | 0% | 0% | 0% | 50.19% | 0% | 56.71% | 20.37% | 76.79% | 76.43% | 0% | 27.82% | 0% | 28.55% | 76.52%
| 2050 | 71.44% | 0% | 0% | 0% | 50.34% | 0% | 0% | 0% | 0% | 0% | 0% | 26.73% | 0% | 27.5% | 0%
| New Build (incl. decommissioning) [%] | Coal | Nuclear | Gas | Peaking | Hydro | Wind | CSP | Solar PV | Biogas | Biomass | DR | Pumped storage | Other Storage | Hydro (incl. PS) | Biomass/-gas
| 2016 | 0% | 0% | 0% | 0% | 0% | 0% | 0% | 0% | 0% | 0% | 0% | 0% | 0% | 0% | 0%
| 2030 | 0% | 0% | 24.35% | 4.224% | 0% | 36.5% | 0% | 20.26% | 0% | 0% | 0% | 0% | 0% | 0% | 0%
| 2040 | 0% | 0% | 30.01% | 4.283% | 0% | 34.86% | 0% | 18.79% | 65.19% | 0% | 0% | 0% | 0% | 0% | 65.19%
| 2050 | 0% | 0% | 31.69% | 3.884% | 71.2% | 34.47% | 0% | 16.87% | 56.73% | 0% | 0% | 0% | 0% | 56.22% | 56.73%
| All [%] | Coal | Nuclear | Gas | Peaking | Hydro | Wind | CSP | Solar PV | Biogas | Biomass | DR | Pumped storage | Other Storage | Hydro (incl. PS) | Biomass/-gas
| 2016 | 60.46% | 90.49% | 20.33% | 6.759% | 82.77% | 31.45% | 47.24% | 20.37% | 0% | 68.48% | 0% | 21.63% | 0% | 57.07% | 68.48%
| 2030 | 66.68% | 89.12% | 28.81% | 3.371% | 63.84% | 36.52% | 54.89% | 20.26% | 76.67% | 70.87% | 0% | 20.33% | 0% | 38.02% | 71.52%
| 2040 | 63.87% | 83.75% | 31.3% | 4.158% | 59.39% | 34.86% | 55.08% | 18.84% | 67.13% | 72.22% | 0% | 21.73% | 0% | 37.04% | 70.02%
| 2050 | 66.75% | 0% | 32.32% | 3.884% | 64.54% | 34.47% | 0% | 16.87% | 56.73% | 70.36% | 0% | 19.05% | 0% | 44.93% | 63.22%
ENERGY AVAILABLE/CURTAILED
| Total energy available [GWh] | Coal | Nuclear | Gas | Peaking | Hydro | Wind | CSP | Solar PV | Biogas | Biomass | DR | Pumped storage | Other Storage
| 2016 | 237361.2397 | 14483.9089 | 2953.3918 | 26109.1118 | 17279.1553 | 4573.4047 | 922.3032 | 2684.1838 | 0 | 1875.5851 | 0 | 12224.544 | #REF! | [7 empty] | 235642 | 14379 | 2932 | 25920 | 17154 | 4540.2789 | 915.6228 | 2664.7419 | 0 | 1862 | 0 | 12136
| 2030 | 225229.2483 | 14666.4464 | 25654.8063 | 101599.2345 | 17832.4976 | 80496.6467 | 5048.954 | 27178.6724 | 405.9563 | 3058.9521 | 5418.1906 | 25594.6268 | #REF! | [7 empty] | 220815 | 14379 | 25152 | 99608 | 17483 | 78919 | 4950 | 26646 | 398 | 2999 | 5312 | 25093
| 2040 | 122389.4137 | 14753.4924 | 77054.3848 | 210040.6845 | 17864.6707 | 177525.9596 | 5066.4604 | 93430.7514 | 2386.107 | 3064.9826 | 28301.8803 | 25615.5014 | #REF! | [7 empty] | 121871 | 14691 | 76728 | 209151 | 17789 | 176774 | 5045 | 93035 | 2376 | 3052 | 28182 | 25507
| 2050 | 75923.5425 | 0 | 150793.7786 | 286295.788 | 37866.1086 | 260611.3962 | 0 | 131635.8154 | 2161.5678 | 1860.3324 | 26289.9157 | 28447.4128 | #REF! | [7 empty] | 74604 | 0 | 148173 | 281320 | 37208 | 256082 | 0 | 129348 | 2124 | 1828 | 25833 | 27953
| Total energy curtailed [GWh] | Coal | Nuclear | Gas | Peaking | Hydro | Wind | CSP | Solar PV | Biogas | Biomass | DR | Pumped storage | Other Storage
| 2016 | 42552.4353 | -259.9699 | 2197.3151 | 24084.7982 | 1480.031 | 551.1884 | 94.6333 | 45.0975 | 0 | 291.8504 | 0 | 9230.1511 | #REF!
| 2030 | 34709.2638 | 144.8387 | 17193.9834 | 97728.3697 | 5394.7309 | 189.7183 | 0 | 9.1799 | 49.9795 | 470.2157 | 5418.1906 | 19815.3595 | #REF!
| 2040 | 26170.8538 | 1107.6919 | 49795.9242 | 200204.0187 | 6293.6585 | 1606.8061 | 0 | 7150.287 | 516.1864 | 426.8079 | 28301.8803 | 19439.3406 | #REF!
| 2050 | 16247.3776 | 0 | 95715.5248 | 273765.0044 | 11158.9411 | 3642.3028 | 0 | 22293.4577 | 720.5226 | 233.0504 | 26289.9157 | 22475.6238 | #REF!
| Total energy curtailed [%] | Coal | Nuclear | Gas | Peaking | Hydro | Wind | CSP | Solar PV | Biogas | Biomass | DR | Pumped storage | Other Storage
| 2016 | 17.93% | -1.795% | 74.4% | 92.25% | 8.565% | 12.05% | 10.26% | 1.68% |  | 15.56% |  | 75.51%
| 2030 | 15.41% | 0.9876% | 67.02% | 96.19% | 30.25% | 0.2357% | 0% | 0.03378% | 12.31% | 15.37% | 100% | 77.42%
| 2040 | 21.38% | 7.508% | 64.62% | 95.32% | 35.23% | 0.9051% | 0% | 7.653% | 21.63% | 13.93% | 100% | 75.89%
| 2050 | 21.4% |  | 63.47% | 95.62% | 29.47% | 1.398% |  | 16.94% | 33.33% | 12.53% | 100% | 79.01%
CO2 emissions
| Existing (with decommissioning) [Mt] | Coal | Nuclear | Gas | Peaking | Hydro | Wind | CSP | Solar PV | Biogas | Biomass | DR | Pumped storage | Other Storage | Hydro (incl. PS) | Biomass/-gas | TOTAL
| 2016 | 210.1216 | 0 | 0.27748 | 1.162 | 0 | 0 | 0 | 0 | 0 | 0 | 0 | 0.00059888 | 0 | 0.00059888 | 0 | 211.5616
| 2030 | 134.931 | 0 | 0.81343 | 0.091334 | 0 | 0 | 0 | 0 | 0 | 0 | 0 | 0.00054692 | 0 | 0.00054692 | 0 | 135.8363
| 2040 | 37.3907 | 0 | 0.823 | 0.045539 | 0 | 0 | 0 | 0 | 0 | 0 | 0 | 0.00058608 | 0 | 0.00058608 | 0 | 38.2598
| 2050 | 0 | 0 | 0.8243 | 0 | 0 | 0 | 0 | 0 | 0 | 0 | 0 | 0.00057052 | 0 | 0.00057052 | 0 | 0.82487
| Committed/under construction (with decommissioning) [Mt] | Coal | Nuclear | Gas | Peaking | Hydro | Wind | CSP | Solar PV | Biogas | Biomass | DR | Pumped storage | Other Storage | Hydro (incl. PS) | Biomass/-gas | TOTAL
| 2016 | 0 | 0 | 0 | 0 | 0 | 0 | 0 | 0 | 0 | 0 | 0 | 0 | 0 | 0 | 0 | 0
| 2030 | 63.834 | 0 | 0 | 0 | 0 | 0 | 0 | 0 | 0 | 0 | 0 | 0.00060893 | 0 | 0.00060893 | 0 | 63.8346
| 2040 | 60.0584 | 0 | 0 | 0 | 0 | 0 | 0 | 0 | 0 | 0 | 0 | 0.00064915 | 0 | 0.00064915 | 0 | 60.0591
| 2050 | 58.2274 | 0 | 0 | 0 | 0 | 0 | 0 | 0 | 0 | 0 | 0 | 0.00062384 | 0 | 0.00062384 | 0 | 58.228
| New Build (incl. decommissioning) [Mt] | Coal | Nuclear | Gas | Peaking | Hydro | Wind | CSP | Solar PV | Biogas | Biomass | DR | Pumped storage | Other Storage | Hydro (incl. PS) | Biomass/-gas | TOTAL
| 2016 | 0 | 0 | 0 | 0 | 0 | 0 | 0 | 0 | 0 | 0 | 0 | 0 | 0 | 0 | 0 | 0
| 2030 | 0 | 0 | 2.2917 | 2.1305 | 0 | 0 | 0 | 0 | 0 | 0 | 0 | 0 | 0 | 0 | 0 | 4.4222
| 2040 | 0 | 0 | 9.1809 | 5.6007 | 0 | 0 | 0 | 0 | 0 | 0 | 0 | 0 | 0 | 0 | 0 | 14.7816
| 2050 | 0 | 0 | 19.3894 | 7.1927 | 0 | 0 | 0 | 0 | 0 | 0 | 0 | 0 | 0 | 0 | 0 | 26.5821
| Total [Mt] | Coal | Nuclear | Gas | Peaking | Hydro | Wind | CSP | Solar PV | Biogas | Biomass | DR | Pumped storage | Other Storage | Hydro (incl. PS) | Biomass/-gas | TOTAL
| 2016 | 210.1216 | 0 | 0.27748 | 1.162 | 0 | 0 | 0 | 0 | 0 | 0 | 0 | 0.00059888 | 0 | 0.00059888 | 0 | 211.5616
| 2030 | 198.7649 | 0 | 3.1051 | 2.2219 | 0 | 0 | 0 | 0 | 0 | 0 | 0 | 0.0011559 | 0 | 0.0011559 | 0 | 204.0931
| 2040 | 97.4491 | 0 | 10.0039 | 5.6462 | 0 | 0 | 0 | 0 | 0 | 0 | 0 | 0.0012352 | 0 | 0.0012352 | 0 | 113.1005
| 2050 | 58.2274 | 0 | 20.2137 | 7.1927 | 0 | 0 | 0 | 0 | 0 | 0 | 0 | 0.0011944 | 0 | 0.0011944 | 0 | 85.635
| 2016 | 99.32% | 0% | 0.1312% | 0.5492% | 0% | 0% | 0% | 0% | 0% | 0% | 0% | 0.0002831% | 0% | 0.0002831% | 0% | 100%
| 2030 | 97.39% | 0% | 1.521% | 1.089% | 0% | 0% | 0% | 0% | 0% | 0% | 0% | 0.0005663% | 0% | 0.0005663% | 0% | 100%
| 2040 | 86.16% | 0% | 8.845% | 4.992% | 0% | 0% | 0% | 0% | 0% | 0% | 0% | 0.001092% | 0% | 0.001092% | 0% | 100%
| 2050 | 67.99% | 0% | 23.6% | 8.399% | 0% | 0% | 0% | 0% | 0% | 0% | 0% | 0.001395% | 0% | 0.001395% | 0% | 100%
Water usage
| Existing (with decommissioning) [bl] | Coal | Nuclear | Gas | Peaking | Hydro | Wind | CSP | Solar PV | Biogas | Biomass | DR | Pumped storage | Other Storage | Hydro (incl. PS) | Biomass/-gas | TOTAL
| 2016 | 280.5247 | 0 | 0.01497 | 0 | 0 | 0 | 0.066214 | 0 | 0 | 0.35951 | 0 | 0.00059888 | 0 | 0.00059888 | 0.35951 | 280.966
| 2030 | 180.1408 | 0 | 0.043886 | 0 | 0 | 0 | 0.067238 | 0 | 0 | 0.35611 | 0 | 0.00054692 | 0 | 0.00054692 | 0.35611 | 180.6086
| 2040 | 49.9188 | 0 | 0.044401 | 0 | 0 | 0 | 0.067486 | 0 | 0 | 0.36634 | 0 | 0.00058608 | 0 | 0.00058608 | 0.36634 | 50.3976
| 2050 | 0 | 0 | 0.044472 | 0 | 0 | 0 | 0 | 0 | 0 | 0.36939 | 0 | 0.00057052 | 0 | 0.00057052 | 0.36939 | 0.41444
| Committed/under construction (with decommissioning) [bl] | Coal | Nuclear | Gas | Peaking | Hydro | Wind | CSP | Solar PV | Biogas | Biomass | DR | Pumped storage | Other Storage | Hydro (incl. PS) | Biomass/-gas | TOTAL
| 2016 | 0 | 0 | 0 | 0 | 0 | 0 | 0 | 0 | 0 | 0 | 0 | 0 | 0 | 0 | 0 | 0
| 2030 | 15.1125 | 0 | 0 | 0 | 0 | 0 | 0.33668 | 0 | 0 | 0.23154 | 0 | 0.00060893 | 0 | 0.00060893 | 0.23154 | 15.6814
| 2040 | 14.2187 | 0 | 0 | 0 | 0 | 0 | 0.33783 | 0 | 0 | 0.23252 | 0 | 0.00064915 | 0 | 0.00064915 | 0.23252 | 14.7897
| 2050 | 13.7852 | 0 | 0 | 0 | 0 | 0 | 0 | 0 | 0 | 0 | 0 | 0.00062384 | 0 | 0.00062384 | 0 | 13.7858
| New Build (incl. decommissioning) [bl] | Coal | Nuclear | Gas | Peaking | Hydro | Wind | CSP | Solar PV | Biogas | Biomass | DR | Pumped storage | Other Storage | Hydro (incl. PS) | Biomass/-gas | TOTAL
| 2016 | 0 | 0 | 0 | 0 | 0 | 0 | 0 | 0 | 0 | 0 | 0 | 0 | 0 | 0 | 0 | 0
| 2030 | 0 | 0 | 0.12364 | 0 | 0 | 0 | 0 | 0 | 0 | 0 | 0 | 0 | 0 | 0 | 0 | 0.12364
| 2040 | 0 | 0 | 0.49532 | 0 | 0 | 0 | 0 | 0 | 0 | 0 | 0 | 0 | 0 | 0 | 0 | 0.49532
| 2050 | 0 | 0 | 1.0461 | 0 | 0 | 0 | 0 | 0 | 0 | 0 | 0 | 0 | 0 | 0 | 0 | 1.0461
| Total [bl] | Coal | Nuclear | Gas | Peaking | Hydro | Wind | CSP | Solar PV | Biogas | Biomass | DR | Pumped storage | Other Storage | Hydro (incl. PS) | Biomass/-gas | TOTAL
| 2016 | 280.5247 | 0 | 0.01497 | 0 | 0 | 0 | 0.066214 | 0 | 0 | 0.35951 | 0 | 0.00059888 | 0 | 0.00059888 | 0.35951 | 280.966
| 2030 | 195.2533 | 0 | 0.16752 | 0 | 0 | 0 | 0.40392 | 0 | 0 | 0.58764 | 0 | 0.0011559 | 0 | 0.0011559 | 0.58764 | 196.4136
| 2040 | 64.1375 | 0 | 0.53972 | 0 | 0 | 0 | 0.40532 | 0 | 0 | 0.59887 | 0 | 0.0012352 | 0 | 0.0012352 | 0.59887 | 65.6826
| 2050 | 13.7852 | 0 | 1.0905 | 0 | 0 | 0 | 0 | 0 | 0 | 0.36939 | 0 | 0.0011944 | 0 | 0.0011944 | 0.36939 | 15.2463
| 2016 | 99.84% | 0% | 0.005328% | 0% | 0% | 0% | 0.02357% | 0% | 0% | 0.128% | 0% | 0.0002131% | 0% | 0.0002131% | 0.128% | 100%
| 2030 | 99.41% | 0% | 0.08529% | 0% | 0% | 0% | 0.2056% | 0% | 0% | 0.2992% | 0% | 0.0005885% | 0% | 0.0005885% | 0.2992% | 100%
| 2040 | 97.65% | 0% | 0.8217% | 0% | 0% | 0% | 0.6171% | 0% | 0% | 0.9118% | 0% | 0.001881% | 0% | 0.001881% | 0.9118% | 100%
| 2050 | 90.42% | 0% | 7.153% | 0% | 0% | 0% | 0% | 0% | 0% | 2.423% | 0% | 0.007834% | 0% | 0.007834% | 2.423% | 100%
Generation cost
| Capital costs [R/kW/yr] | 547 | 0 | 0 | 0 | 0 | 0 | 0 | 0 | 0 | 0 | 0 | 0 | 0
| Fixed costs [R/kW/yr] | 650 | 650 | 0 | 161 | 0 | 0 | 0 | 0 | 0 | 0 | 0 | 201 | 0
| Variable costs (incl fuel) [R/kWh] | 0.26832 | 0.12287 | 0.95 | 2.5 | 0.3 | 0.93 | 3.3 | 1.7 | 1.107 | 1.65 | 1.51 | 0.05 | 0
| Existing (with decommissioning) [R-billion] | Coal | Nuclear | Gas | Peaking | Hydro | Wind | CSP | Solar PV | Biogas | Biomass | DR | Pumped storage | Other Storage | Hydro (incl. PS) | Biomass/-gas | TOTAL
| 2016 | 95.4358 | 3.0206 | 0.71827 | 5.6112 | 4.7397 | 3.7407 | 2.7313 | 4.4864 | 0 | 2.6132 | 0 | 0.4673 | 0 | 5.207 | 2.6132 | 123.5646
| 2030 | 61.1936 | 2.9933 | 2.1056 | 0.89319 | 3.6729 | 3.894 | 2.7736 | 4.4598 | 0 | 2.5884 | 0 | 0.45431 | 0 | 4.1272 | 2.5884 | 85.0286
| 2040 | 18.4707 | 2.8857 | 2.1304 | 0.36015 | 3.412 | 0 | 2.7838 | 1.3197 | 0 | 2.6628 | 0 | 0.4641 | 0 | 3.8761 | 2.6628 | 34.4893
| 2050 | 0.80199 | 0 | 2.1337 | 0 | 3.2747 | 0 | 0 | 0 | 0 | 2.685 | 0 | 0.46021 | 0 | 3.7349 | 2.685 | 9.3557
| Capital costs [R/kW/yr] | 4602 | 6454.9045 | 901.1097 | 794.3546 | 0 | 0 | 0 | 0 | 2810 | 0 | 0 | 2328.2524 | 0
| Fixed costs [R/kW/yr] | 924 | 968.0686 | 165.1733 | 160.7978 | 0 | 0 | 0 | 0 | 2373 | 0 | 0 | 201.2708 | 0
| Variable costs (incl fuel) [R/kWh] | 0.36169 | 0.12287 | 1.1311 | 1.7303 | 1.24 | 0.70507 | 2.2908 | 0.79658 | 0.09 | 1.61 | 1.51 | 0 | 0
| Committed/under construction (incl. decommissioning) [R-billion] | Coal | Nuclear | Gas | Peaking | Hydro | Wind | CSP | Solar PV | Biogas | Biomass | DR | Pumped storage | Other Storage | Hydro (incl. PS) | Biomass/-gas | TOTAL
| 2016 | 3.9898 | 0 | 0 | 0 | 0 | 0 | 0 | 0 | 0 | 0 | 0 | 0 | 0 | 0 | 0 | 3.9898
| 2030 | 76.3583 | 0 | 0 | 0 | 0.24157 | 6.3301 | 9.6407 | 1.8826 | 0.30674 | 1.6422 | 0 | 3.3693 | 0 | 3.6109 | 1.9489 | 99.7714
| 2040 | 74.9587 | 0 | 0 | 0 | 0.24532 | 0 | 9.6737 | 1.8935 | 0.30678 | 1.6492 | 0 | 3.3693 | 0 | 3.6146 | 1.956 | 92.0965
| 2050 | 74.28 | 0 | 0 | 0 | 0.24608 | 0 | 0 | 0 | 0 | 0 | 0 | 3.3693 | 0 | 3.6154 | 0 | 77.8954
| Capital costs [R/kW/yr] | 3559.4977 | 6454.9045 | 901.1097 | 794.3546 | 5564 | 1911 | 10206 | 1073 | 1154.079 | 4395 | 0 | 2328.2524 | 2512
| 2030 | 3559.4977 | 6281 | 901.1097 | 794.3546 | 5564 | 1911 | 8246 | 967 | 1154.079 | 4395 | 0 | 2328.2524 | 2512
| 2040 | 3559.4977 | 6281 | 901.1097 | 794.3546 | 5564 | 1911 | 7196 | 911 | 1154.079 | 4395 | 0 | 2328.2524 | 2512
| 2050 | 3559.4977 | 6281 | 901.1097 | 794.3546 | 5564 | 1911 | 6146 | 854 | 1154.079 | 4395 | 0 | 2328.2524 | 2512
| Fixed costs [R/kW/yr] | 924 | 968.0686 | 165.1733 | 160.7978 | 907.4248 | 0 | 0 | 0 | 422 | 1655.0144 | 0 | 201.2708 | 618
| 2030 | 924 | 968.0686 | 165.1733 | 160.7978 | 907.4248 | 0 | 0 | 0 | 422 | 1655.0144 | 0 | 201.2708 | 618
| 2040 | 924 | 968.0686 | 165.1733 | 160.7978 | 907.4248 | 0 | 0 | 0 | 422 | 1655.0144 | 0 | 201.2708 | 618
| 2050 | 924 | 968.0686 | 165.1733 | 160.7978 | 907.4248 | 0 | 0 | 0 | 422 | 1655.0144 | 0 | 201.2708 | 618
| Variable costs (incl fuel) [R/kWh] | 0.36169 | 0.12287 | 1.1311 | 1.7303 | 0 | 0 | 0 | 0 | 1.42 | 0.46 | 1.51 | 0 | 0.032
| 2030 | 0.36169 | 0.12287 | 1.1311 | 1.7303 | 0 | 0 | 0 | 0 | 1.42 | 0.46 | 1.51 | 0 | 0.032
| 2040 | 0.36169 | 0.12287 | 1.1311 | 1.7303 | 0 | 0 | 0 | 0 | 1.42 | 0.46 | 1.51 | 0 | 0.032
| 2050 | 0.36169 | 0.12287 | 1.1311 | 1.7303 | 0 | 0 | 0 | 0 | 1.42 | 0.46 | 1.51 | 0 | 0.032
| New Build (incl. decommissioning) [R-billion] | Coal | Nuclear | Gas | Peaking | Hydro | Wind | CSP | Solar PV | Biogas | Biomass | DR | Pumped storage | Other Storage | Hydro (incl. PS) | Biomass/-gas | TOTAL
99.4256 | 2016 | 0 | 0 | 0 | 0 | 0 | 0 | 0 | 0 | 0 | 0 | 0 | 0 | 0 | 0 | 0 | 0
137.5518 | 2030 | 0 | 0 | 10.1853 | 16.0044 | 0 | 40.131 | 0 | 12.0875 | 0 | 0 | 0 | 0.84233 | 0.00939 | 0.84233 | 0 | 79.2599
93.4294 | 2040 | 0 | 0 | 38.443 | 41.7205 | 0 | 110.0736 | 0 | 46.0055 | 2.5667 | 0 | 0 | 0.84233 | 0.01878 | 0.84233 | 2.5667 | 239.6704
75.082 | 2050 | 0 | 0 | 80.0535 | 56.8578 | 16.1786 | 162.6261 | 0 | 63.196 | 2.5033 | 0 | 0 | 1.6847 | 0.01878 | 17.8632 | 2.5033 | 383.1187
| Total cost [R-billion] | Coal | Nuclear | Gas | Peaking | Hydro | Wind | CSP | Solar PV | Biogas | Biomass | DR | Pumped storage | Other Storage | Hydro (incl. PS) | Biomass/-gas | TOTAL | With CO2 | Total (with Tx/Dx/Other) | Total +CO2 (with Tx/Dx/Other) | Compared to Base Case | Compared to Carbon Budget
| 2016 | 99.4256 | 3.0206 | 0.71827 | 5.6112 | 4.7397 | 3.7407 | 2.7313 | 4.4864 | 0 | 2.6132 | 0 | 0.4673 | 0 | 5.207 | 2.6132 | 127.5543 | 152.9417 | 200.1804 | 225.5678 | -2.4461 | 0
| 2030 | 137.5518 | 2.9933 | 12.2909 | 16.8976 | 3.9145 | 50.3551 | 12.4142 | 18.4299 | 0.30674 | 4.2306 | 0 | 4.666 | 0.00939 | 8.5804 | 4.5374 | 264.0599 | 288.5511 | 367.1183 | 391.6095 | -17.1633 | -36.3044
| 2040 | 93.4294 | 2.8857 | 40.5734 | 42.0806 | 3.6573 | 110.0736 | 12.4575 | 49.2187 | 2.8735 | 4.312 | 0 | 4.6758 | 0.01878 | 8.333 | 7.1855 | 366.2562 | 379.8282 | 494.7855 | 508.3575 | -40.5557 | -34.8054
| 2050 | 75.082 | 0 | 82.1872 | 56.8578 | 19.6994 | 162.6261 | 0 | 63.196 | 2.5033 | 2.685 | 0 | 5.5142 | 0.01878 | 25.2135 | 5.1884 | 470.3698 | 480.646 | 626.8375 | 637.1137 | -72.8092 | -61.465
| 2016 | 77.95% | 2.368% | 0.5631% | 4.399% | 3.716% | 2.933% | 2.141% | 3.517% | 0% | 2.049% | 0% | 0.3664% | 0% | 4.082% | 2.049% | 100%
| 2030 | 52.09% | 1.134% | 4.655% | 6.399% | 1.482% | 19.07% | 4.701% | 6.979% | 0.1162% | 1.602% | 0% | 1.767% | 0.003556% | 3.249% | 1.718% | 100%
| 2040 | 25.51% | 0.7879% | 11.08% | 11.49% | 0.9986% | 30.05% | 3.401% | 13.44% | 0.7846% | 1.177% | 0% | 1.277% | 0.005128% | 2.275% | 1.962% | 100%
| 2050 | 15.96% | 0% | 17.47% | 12.09% | 4.188% | 34.57% | 0% | 13.44% | 0.5322% | 0.5708% | 0% | 1.172% | 0.003993% | 5.36% | 1.103% | 100%
Tariff estimate
| Cost per energy unit (existing) [R/kWh] | Coal | Nuclear | Gas | Peaking | Hydro | Wind | CSP | Solar PV | Biogas | Biomass | DR | Pumped storage | Other Storage | Hydro (incl. PS) | Biomass/-gas
| 2016 | 0.48989 | 0.20487 | 0.95 | 2.7719 | 0.3 | 0.93 | 3.3 | 1.7 |  | 1.65 |  | 0.15606 |  |  |  | 0.51041
| 2030 | 0.48917 | 0.20613 | 0.95 | 5.6134 | 0.3 | 0.93 | 3.3 | 1.7 |  | 1.65 |  | 0.16613 |  |  |  | 0.51163
| 2040 | 0.53282 | 0.21147 | 0.95 | 4.5395 | 0.3 |  | 3.3 | 1.7 |  | 1.65 |  | 0.15837 |  |  |  | 0.50593
| 2050 |  |  | 0.95 |  | 0.3 |  |  |  |  | 1.65 |  | 0.16133 |  |  |  | 0.53032
Cost per energy unit (committed/under construction) [R/kWh]
| 2016 | [15 empty] | 0.016481
| 2030 | 1.1672 |  |  |  | 1.24 | 0.70507 | 2.2908 | 0.79658 | 0.86168 | 1.61 |  | 1.1066 |  |  |  | 0.29043
| 2040 | 1.2178 |  |  |  | 1.24 |  | 2.2908 | 0.79658 | 0.86052 | 1.61 |  | 1.0381 |  |  |  | 0.21496
| 2050 | 1.2447 |  |  |  | 1.24 | [6 empty] | 1.0802 |  |  |  | 0.14935
Cost per energy unit (New) [R/kWh]
| 2016 | [15 empty] | 0
| 2030 |  |  | 1.6311 | 4.3118 |  | 0.5977 |  | 0.54491 | [7 empty] | 0.23072
| 2040 |  |  | 1.5367 | 4.2758 |  | 0.62571 |  | 0.55344 | 1.696 | [6 empty] | 0.55941
| 2050 |  |  | 1.5152 | 4.5375 | 1.0376 | 0.63286 |  | 0.57796 | 1.7372 | [6 empty] | 0.73456
| Cost per energy unit (All) in R/kWh | [15 empty] | Wholesale tariff | Tariff w/o CO2 | Tariff w CO2
| 2016 | 0.51038 | 0.20487 | 0.95 | 2.7719 | 0.3 | 0.93 | 3.3 | 1.7 |  | 1.65 |  | 0.15606 |  |  |  | 0.52689 | 0.82689 | 0.93259
| 2030 | 0.72198 | 0.20613 | 1.4527 | 4.3653 | 0.31472 | 0.62703 | 2.4588 | 0.67833 | 0.86168 | 1.6342 |  | 0.80736 |  |  |  | 0.76867 | 1.0687 | 1.1384
| 2040 | 0.97101 | 0.21147 | 1.4885 | 4.2779 | 0.31607 | 0.62571 | 2.4588 | 0.57045 | 1.5367 | 1.6345 |  | 0.75707 |  |  |  | 0.85488 | 1.1549 | 1.186
| 2050 | 1.2582 |  | 1.4922 | 4.5375 | 0.73761 | 0.63286 |  | 0.57796 | 1.7372 | 1.65 |  | 0.92337 |  |  |  | 0.90185 | 1.2019 | 1.2213
Localised jobs
| Capex - direct (committed + new build) | Coal | Nuclear | Gas | Peaking | Hydro | Wind | CSP | Solar PV | Biogas | Biomass | DR | Pumped storage | Other Storage | Hydro (incl. PS) | Biomass/-gas | TOTAL
| 2016 | 0 | 0 | 0 | 0 | 0 | 0 | 0 | 0 | 0 | 0 | 0 | 0 | 0 | 0 | 0 | 0
| 2030 | 17416.8229 | 0 | 978.7886 | 3353.5543 | 0 | 10880 | 1578.5714 | 8615.36 | 0 | 0 | 0 | 0 | 0 | 0 | 0 | 42823.0971
| 2040 | 24383.552 | 0 | 4453.488 | 12169.872 | 0 | 36864 | 2210 | 45197.504 | 0 | 0 | 0 | 0 | 0 | 0 | 0 | 125278.416
| 2050 | 24383.552 | 0 | 8906.976 | 17235.504 | 0 | 54464 | 0 | 64528 | 0 | 0 | 0 | 0 | 0 | 0 | 0 | 169518.032
| Opex - direct (existing, committed, new build) | Coal | Nuclear | Gas | Peaking | Hydro | Wind | CSP | Solar PV | Biogas | Biomass | DR | Pumped storage | Other Storage | Hydro (incl. PS) | Biomass/-gas | TOTAL
| 2016 | 45896.9543 | 1194.2542 | 24.1945 | 64.778 | 0 | 482.666 | 107.5971 | 290.2995 | 0 | 0 | 0 | 0 | 0 | 0 | 0 | 48060.7435
| 2030 | 44886.5083 | 1176.2502 | 270.7463 | 123.8677 | 0 | 9636.8314 | 656.364 | 2988.6442 | 0 | 0 | 0 | 0 | 0 | 0 | 0 | 59739.2122
| 2040 | 22669.0927 | 1105.3098 | 872.2707 | 314.7733 | 0 | 21110.2984 | 658.6398 | 9490.8511 | 0 | 0 | 0 | 0 | 0 | 0 | 0 | 56221.236
| 2050 | 14059.7045 | 0 | 1762.5041 | 400.9851 | 0 | 30836.2912 | 0 | 12027.6593 | 0 | 0 | 0 | 0 | 0 | 0 | 0 | 59087.1442
| Capex - suppliers (committed + new build) | Coal | Nuclear | Gas | Peaking | Hydro | Wind | CSP | Solar PV | Biogas | Biomass | DR | Pumped storage | Other Storage | Hydro (incl. PS) | Biomass/-gas | TOTAL
| 2016 | 0 | 0 | 0 | 0 | 0 | 0 | 0 | 0 | 0 | 0 | 0 | 0 | 0 | 0 | 0 | 0
| 2030 | 3771.1329 | 0 | 167.3143 | 573.2571 | 0 | 7431.6 | 546.4286 | 4860.96 | 0 | 0 | 0 | 0 | 0 | 0 | 0 | 17350.6929
| 2040 | 5712.064 | 0 | 761.28 | 2080.32 | 0 | 25344 | 765 | 25501.344 | 0 | 0 | 0 | 0 | 0 | 0 | 0 | 60164.008
| 2050 | 5712.064 | 0 | 1522.56 | 2946.24 | 0 | 37444 | 0 | 36408 | 0 | 0 | 0 | 0 | 0 | 0 | 0 | 84032.864
| Opex - suppliers (existing, committed, new build) | Coal | Nuclear | Gas | Peaking | Hydro | Wind | CSP | Solar PV | Biogas | Biomass | DR | Pumped storage | Other Storage | Hydro (incl. PS) | Biomass/-gas | TOTAL
|  | 28685.5964 | 176.9265 | 4.5365 | 12.1459 | 0 | 16.0889 | 12.415 | 47.5036 | 0 | 0 | 0 | 0 | 0 | 0 | 0 | 28955.2128
|  | 28054.0677 | 174.2593 | 50.7649 | 23.2252 | 0 | 321.2277 | 75.7343 | 489.0509 | 0 | 0 | 0 | 0 | 0 | 0 | 0 | 29188.33
|  | 14168.1829 | 163.7496 | 163.5508 | 59.02 | 0 | 703.6766 | 75.9969 | 1553.0484 | 0 | 0 | 0 | 0 | 0 | 0 | 0 | 16887.2252
|  | 8787.3153 | 0 | 330.4695 | 75.1847 | 0 | 1027.8764 | 0 | 1968.1624 | 0 | 0 | 0 | 0 | 0 | 0 | 0 | 12189.0083
| Total | Coal | Nuclear | Gas | Peaking | Hydro | Wind | CSP | Solar PV | Biogas | Biomass | DR | Pumped storage | Other Storage | Hydro (incl. PS) | Biomass/-gas | TOTAL
|  | 74582.5507 | 1371.1807 | 28.7309 | 76.9239 | 0 | 498.7548 | 120.0121 | 337.803 | 0 | 0 | 0 | 0 | 0 | 0 | 0 | 77015.9563
|  | 94128.5318 | 1350.5095 | 1467.6141 | 4073.9043 | 0 | 28269.6591 | 2857.0983 | 16954.015 | 0 | 0 | 0 | 0 | 0 | 0 | 0 | 149101.3322
|  | 66932.8917 | 1269.0594 | 6250.5895 | 14623.9853 | 0 | 84021.975 | 3709.6368 | 81742.7474 | 0 | 0 | 0 | 0 | 0 | 0 | 0 | 258550.8852
|  | 52942.6357 | 0 | 12522.5096 | 20657.9138 | 0 | 123772.1676 | 0 | 114931.8218 | 0 | 0 | 0 | 0 | 0 | 0 | 0 | 324827.0485

## O-DC_DS
CAPACITY
| Existing (with decommissioning) [MW] | Coal | Nuclear | Gas | Peaking | Hydro | Wind | CSP | Solar PV | Biogas | Biomass | DR | Pumped storage | Other Storage | Hydro (incl. PS) | Biomass/-gas | TOTAL
| 2016 | 36060 | 1860 | 424.6 | 3419 | 2179 | 1306 | 200 | 1479 | 0 | 264 | 0 | 1580 | 0 | 3759 | 264 | 48771.6
| 2030 | 17850 | 1860 | 424.6 | 3077 | 2179 | 1306 | 200 | 1479 | 0 | 264 | 0 | 1580 | 0 | 3759 | 264 | 30219.6
| 2040 | 3840 | 1860 | 424.6 | 1005 | 2179 | 0 | 200 | 435 | 0 | 264 | 0 | 1580 | 0 | 3759 | 264 | 11787.6
| 2050 | 0 | 0 | 424.6 | 0 | 2179 | 0 | 0 | 0 | 0 | 264 | 0 | 1580 | 0 | 3759 | 264 | 4447.6
| Committed/under construction (with decommissioning) [MW] | Coal | Nuclear | Gas | Peaking | Hydro | Wind | CSP | Solar PV | Biogas | Biomass | DR | Pumped storage | Other Storage | Hydro (incl. PS) | Biomass/-gas | TOTAL
| 2016 | 722 | 0 | 0 | 0 | 0 | 154 | 0 | 0 | 0 | 0 | 0 | 0 | 0 | 0 | 0 | 876
| 2030 | 5198 | 0 | 0 | 0 | 45 | 2800 | 850 | 1332 | 53 | 153 | 0 | 1332 | 0 | 1377 | 206 | 11763
| 2040 | 5198 | 0 | 0 | 0 | 45 | 0 | 850 | 1332 | 53 | 153 | 0 | 1332 | 0 | 1377 | 206 | 8963
| 2050 | 0 | 0 | 0 | 0 | 45 | 0 | 0 | 0 | 0 | 0 | 0 | 1332 | 0 | 1377 | 0 | 1377
| New Build (incl. decommissioning) [MW] | Coal | Nuclear | Gas | Peaking | Hydro | Wind | CSP | Solar PV | Biogas | Biomass | DR | Pumped storage | Other Storage | Hydro (incl. PS) | Biomass/-gas | TOTAL
| 2016 | [13 empty] | 0 | 0 | 0
| 2030 | 0 | 0 | 5124 | 13464 | 0 | 34100 | 0 | 22200 | 0 | 0 | 620 | 333 | 6 | 333 | 0 | 75847
| 2040 | 0 | 0 | 13908 | 28512 | 0 | 66600 | 0 | 57100 | 305 | 0 | 3226 | 333 | 6 | 333 | 305 | 169990
| 2050 | 0 | 0 | 13908 | 28512 | 2500 | 82800 | 13400 | 84200 | 5720 | 9674 | 3015 | 1332 | 6 | 3832 | 15394 | 245067
| Total Installed capacity [MW] | Coal | Nuclear | Gas | Peaking | Hydro | Wind | CSP | Solar PV | Biogas | Biomass | DR | Pumped storage | Other Storage | Hydro (incl. PS) | Biomass/-gas | TOTAL
36782 | 2016 | 36782 | 1860 | 424.6 | 3419 | 2179 | 1460 | 200 | 1479 | 0 | 264 | 0 | 1580 | 0 | 3759 | 264 | 49647.6
23048 | 2030 | 23048 | 1860 | 5548.6 | 16541 | 2224 | 38206 | 1050 | 25011 | 53 | 417 | 620 | 3245 | 6 | 5469 | 470 | 117829.6
9038 | 2040 | 9038 | 1860 | 14332.6 | 29517 | 2224 | 66600 | 1050 | 58867 | 358 | 417 | 3226 | 3245 | 6 | 5469 | 775 | 190740.6
0 | 2050 | 0 | 0 | 14332.6 | 28512 | 4724 | 82800 | 13400 | 84200 | 5720 | 9938 | 3015 | 4244 | 6 | 8968 | 15658 | 250891.6
| 2016 | 74.09% | 3.746% | 0.8552% | 6.887% | 4.389% | 2.941% | 0.4028% | 2.979% | 0% | 0.5317% | 0% | 3.182% | 0% | 7.571% | 0.5317% | 100%
| 2030 | 19.56% | 1.579% | 4.709% | 14.04% | 1.887% | 32.42% | 0.8911% | 21.23% | 0.04498% | 0.3539% | 0.5262% | 2.754% | 0.005092% | 4.641% | 0.3989% | 100%
| 2040 | 4.738% | 0.9751% | 7.514% | 15.47% | 1.166% | 34.92% | 0.5505% | 30.86% | 0.1877% | 0.2186% | 1.691% | 1.701% | 0.003146% | 2.867% | 0.4063% | 100%
| 2050 | 0% | 0% | 5.713% | 11.36% | 1.883% | 33% | 5.341% | 33.56% | 2.28% | 3.961% | 1.202% | 1.692% | 0.002391% | 3.574% | 6.241% | 100%
ENERGY GENERATED
| Existing (with decommissioning) [GWh] | Coal | Nuclear | Gas | Peaking | Hydro | Wind | CSP | Solar PV | Biogas | Biomass | DR | Pumped storage | Other Storage | Hydro (incl. PS) | Biomass/-gas | TOTAL
| 2016 | 194808.8043 | 14743.8788 | 756.0768 | 2024.3137 | 15799.1243 | 4022.2163 | 827.6699 | 2639.0862 | 0 | 1583.7347 | 0 | 2994.393 | 0 | 18793.5172 | 1583.7347 | 240199.298
| 2030 | 92421.7656 | 14191.0367 | 2223.565 | 148.9177 | 11617.6172 | 4187.0341 | 839.4468 | 2623.3987 | 0 | 1577.9152 | 0 | 2593.8192 | 0 | 14211.4364 | 1577.9152 | 132424.5161 |  |  |  |  | 90611 | 13913 | 2180 | 146 | 11390 | 4105 | 823 | 2572 | 0 | 1547 | 0 | 2543
| 2040 | 16854.3546 | 13436.8864 | 2269.6086 | 82.3486 | 11041.7464 | 0 | 846.5841 | 776.2865 | 0 | 1652.9981 | 0 | 2650.22 | 0 | 13691.9663 | 1652.9981 | 49611.0334 |  |  |  |  | 16783 | 13380 | 2260 | 82 | 10995 | 0 | 843 | 773 | 0 | 1646 | 0 | 2639
| 2050 | 0 | 0 | 2229.6731 | 0 | 9653.4365 | 0 | 0 | 0 | 0 | 1588.5531 | 0 | 2373.1619 | 0 | 12026.5984 | 1588.5531 | 15844.8246 |  |  |  |  | 0 | 0 | 2191 | 0 | 9486 | 0 | 0 | 0 | 0 | 1561 | 0 | 2332
| Committed/under construction (with decommissioning) [GWh] | Coal | Nuclear | Gas | Peaking | Hydro | Wind | CSP | Solar PV | Biogas | Biomass | DR | Pumped storage | Other Storage | Hydro (incl. PS) | Biomass/-gas | TOTAL
| 2016 | 0 | 0 | 0 | 0 | 0 | 0 | 0 | 0 | 0 | 0 | 0 | 0 | 0 | 0 | 0 | 0
| 2030 | 34359.1793 | 0 | 0 | 0 | 194.8169 | 8977.8987 | 4213.5537 | 2363.3028 | 353.9344 | 1026.1039 | 0 | 3206.8295 | 0 | 3401.6465 | 1380.0383 | 54695.6193 |  |  |  |  | 33686 | 0 | 0 | 0 | 191 | 8802 | 4131 | 2317 | 347 | 1006 | 0 | 3144
| 2040 | 33220.643 | 0 | 0 | 0 | 197.8376 | 0 | 4230.912 | 2377.0635 | 359.5221 | 1024.3366 | 0 | 3199.5456 | 0 | 3397.3832 | 1383.8587 | 44609.8604 |  |  |  |  | 33080 | 0 | 0 | 0 | 197 | 0 | 4213 | 2367 | 358 | 1020 | 0 | 3186
| 2050 | 0 | 0 | 0 | 0 | 193.3537 | 0 | 0 | 0 | 0 | 0 | 0 | 2849.4225 | 0 | 3042.7762 | 0 | 3042.7762 |  |  |  |  | 0 | 0 | 0 | 0 | 190 | 0 | 0 | 0 | 0 | 0 | 0 | 2800
| New Build (incl. decommissioning) [GWh] | Coal | Nuclear | Gas | Peaking | Hydro | Wind | CSP | Solar PV | Biogas | Biomass | DR | Pumped storage | Other Storage | Hydro (incl. PS) | Biomass/-gas | TOTAL
| 2016 | 0 | 0 | 0 | 0 | 0 | 0 | 0 | 0 | 0 | 0 | 0 | 0 | 0 | 0 | 0 | 0
| 2030 | 0 | 0 | 12092.9297 | 4874.5033 | 0 | 108495.6927 | 0 | 38760.41 | 0 | 0 | 0 | 835.3669 | 6.2524 | 835.3669 | 0 | 165065.1549 |  |  |  |  | 0 | 0 | 11856 | 4779 | 0 | 106370 | 0 | 38001 | 0 | 0 | 3028 | 819 | 6.1299
| 2040 | 0 | 0 | 39022.2045 | 10065.6138 | 0 | 202739.3177 | 0 | 88652.3187 | 1617.8493 | 0 | 0 | 862.6521 | 6.3061 | 862.6521 | 1617.8493 | 342966.2623 |  |  |  |  | 0 | 0 | 38857 | 10023 | 0 | 201881 | 0 | 88277 | 1611 | 0 | 12701 | 859 | 6.2794
| 2050 | 0 | 0 | 27207.9146 | 3797.8732 | 15600.5884 | 250637.241 | 69874.964 | 112577.6312 | 13877.7054 | 16731.1985 | 0 | 2873.8462 | 4.4266 | 18474.4345 | 30608.9039 | 513183.3889 |  |  |  |  | 0 | 0 | 26736 | 3732 | 15330 | 246290 | 68663 | 110625 | 13637 | 16441 | 11690 | 2824 | 4.3498
| Total energy [GWh] | Coal | Nuclear | Gas | Peaking | Hydro | Wind | CSP | Solar PV | Biogas | Biomass | DR | Pumped storage | Other Storage | Hydro (incl. PS) | Biomass/-gas | TOTAL |  |  | RE share [GWh] | RE share [%]
194808.8043 | 2016 | 194808.8043 | 14743.8788 | 756.0768 | 2024.3137 | 15799.1243 | 4022.2163 | 827.6699 | 2639.0862 | 0 | 1583.7347 | 0 | 2994.393 | 0 | 18793.5172 | 1583.7347 | 240199.298 |  |  | 24871.8314 | 10.27% | 240333.531
126780.9449 | 2030 | 126780.9449 | 14191.0367 | 14316.4947 | 5023.4209 | 11812.4341 | 121660.6255 | 5053.0005 | 43747.1116 | 353.9344 | 2604.019 | 0 | 6636.0156 | 6.2524 | 18448.4497 | 2957.9535 | 352185.2903 |  |  | 185231.1251 | 53.92% | 336797.4568
50074.9976 | 2040 | 50074.9976 | 13436.8864 | 41291.8131 | 10147.9624 | 11239.5839 | 202739.3177 | 5077.4961 | 91805.6687 | 1977.3714 | 2677.3348 | 0 | 6712.4177 | 6.3061 | 17952.0016 | 4654.7062 | 437187.1561 |  |  | 315516.7726 | 73.64% | 426617.1934
0 | 2050 | 0 | 0 | 29437.5877 | 3797.8732 | 25447.3785 | 250637.241 | 69874.964 | 112577.6312 | 13877.7054 | 18319.7516 | 0 | 8096.4306 | 4.4266 | 33543.8091 | 32197.4569 | 532070.9897 |  |  | 490734.6716 | 94.09% | 512512.688
| 2016 | 81.1% | 6.138% | 0.3148% | 0.8428% | 6.578% | 1.675% | 0.3446% | 1.099% | 0% | 0.6593% | 0% | 1.247% | 0% | 7.824% | 0.6593% | 100%
| 2030 | 36% | 4.029% | 4.065% | 1.426% | 3.354% | 34.54% | 1.435% | 12.42% | 0.1005% | 0.7394% | 0% | 1.884% | 0.001775% | 5.238% | 0.8399% | 100%
| 2040 | 11.45% | 3.073% | 9.445% | 2.321% | 2.571% | 46.37% | 1.161% | 21% | 0.4523% | 0.6124% | 0% | 1.535% | 0.001442% | 4.106% | 1.065% | 100%
| 2050 | 0% | 0% | 5.533% | 0.7138% | 4.783% | 47.11% | 13.13% | 21.16% | 2.608% | 3.443% | 0% | 1.522% | 0.000832% | 6.304% | 6.051% | 100%
CAPACITY FACTOR
| Existing (with decommissioning) [%] | Coal | Nuclear | Gas | Peaking | Hydro | Wind | CSP | Solar PV | Biogas | Biomass | DR | Pumped storage | Other Storage | Hydro (incl. PS) | Biomass/-gas
| 2016 | 61.67% | 90.49% | 20.33% | 6.759% | 82.77% | 35.16% | 47.24% | 20.37% | 0% | 68.48% | 0% | 21.63% | 0% | 57.07% | 68.48%
| 2030 | 59.11% | 87.1% | 59.78% | 0.5525% | 60.86% | 36.6% | 47.91% | 20.25% | 0% | 68.23% | 0% | 18.74% | 0% | 43.16% | 68.23%
| 2040 | 50.1% | 82.47% | 61.02% | 0.9354% | 57.85% | 0% | 48.32% | 20.37% | 0% | 71.48% | 0% | 19.15% | 0% | 41.58% | 71.48%
| 2050 | 0% | 0% | 59.95% | 0% | 50.57% | 0% | 0% | 0% | 0% | 68.69% | 0% | 17.15% | 0% | 36.52% | 68.69%
| Committed/under construction (with decommissioning) [%] | Coal | Nuclear | Gas | Peaking | Hydro | Wind | CSP | Solar PV | Biogas | Biomass | DR | Pumped storage | Other Storage | Hydro (incl. PS) | Biomass/-gas
| 2016 | 0% | 0% | 0% | 0% | 0% | 0% | 0% | 0% | 0% | 0% | 0% | 0% | 0% | 0% | 0%
| 2030 | 75.46% | 0% | 0% | 0% | 49.42% | 36.6% | 56.59% | 20.25% | 76.23% | 76.56% | 0% | 27.48% | 0% | 28.2% | 76.48%
| 2040 | 72.96% | 0% | 0% | 0% | 50.19% | 0% | 56.82% | 20.37% | 77.44% | 76.43% | 0% | 27.42% | 0% | 28.16% | 76.69%
| 2050 | 0% | 0% | 0% | 0% | 49.05% | 0% | 0% | 0% | 0% | 0% | 0% | 24.42% | 0% | 25.23% | 0%
| New Build (incl. decommissioning) [%] | Coal | Nuclear | Gas | Peaking | Hydro | Wind | CSP | Solar PV | Biogas | Biomass | DR | Pumped storage | Other Storage | Hydro (incl. PS) | Biomass/-gas
| 2016 | 0% | 0% | 0% | 0% | 0% | 0% | 0% | 0% | 0% | 0% | 0% | 0% | 0% | 0% | 0%
| 2030 | 0% | 0% | 26.94% | 4.133% | 0% | 36.32% | 0% | 19.93% | 0% | 0% | 0% | 28.64% | 11.9% | 28.64% | 0%
| 2040 | 0% | 0% | 32.03% | 4.03% | 0% | 34.75% | 0% | 17.72% | 60.55% | 0% | 0% | 29.57% | 12% | 29.57% | 60.55%
| 2050 | 0% | 0% | 22.33% | 1.521% | 71.24% | 34.56% | 59.53% | 15.26% | 27.7% | 19.74% | 0% | 24.63% | 8.422% | 55.04% | 22.7%
| All [%] | Coal | Nuclear | Gas | Peaking | Hydro | Wind | CSP | Solar PV | Biogas | Biomass | DR | Pumped storage | Other Storage | Hydro (incl. PS) | Biomass/-gas
| 2016 | 60.46% | 90.49% | 20.33% | 6.759% | 82.77% | 31.45% | 47.24% | 20.37% | 0% | 68.48% | 0% | 21.63% | 0% | 57.07% | 68.48%
| 2030 | 62.79% | 87.1% | 29.45% | 3.467% | 60.63% | 36.35% | 54.94% | 19.97% | 76.23% | 71.29% | 0% | 23.34% | 11.9% | 38.51% | 71.84%
| 2040 | 63.25% | 82.47% | 32.89% | 3.925% | 57.69% | 34.75% | 55.2% | 17.8% | 63.05% | 73.29% | 0% | 23.61% | 12% | 37.47% | 68.56%
| 2050 | 0% | 0% | 23.45% | 1.521% | 61.49% | 34.56% | 59.53% | 15.26% | 27.7% | 21.04% | 0% | 21.78% | 8.422% | 42.7% | 23.47%
ENERGY AVAILABLE/CURTAILED
| Total energy available [GWh] | Coal | Nuclear | Gas | Peaking | Hydro | Wind | CSP | Solar PV | Biogas | Biomass | DR | Pumped storage | Other Storage
| 2016 | 237361.2397 | 14483.9089 | 2953.3918 | 26109.1118 | 17279.1553 | 4573.4047 | 922.3032 | 2684.1838 | 0 | 1875.5851 | 0 | 12224.544 | #REF! | [7 empty] | 235642 | 14379 | 2932 | 25920 | 17154 | 4540.2789 | 915.6228 | 2664.7419 | 0 | 1862 | 0 | 12136
| 2030 | 155779.0886 | 14684.7089 | 42838.3059 | 128271.1415 | 17847.6791 | 122498.0323 | 5051.9805 | 44398.8813 | 404.9336 | 3055.8719 | 5418.1547 | 25549.5779 | #REF! | [7 empty] | 152727 | 14397 | 41999 | 125758 | 17498 | 120098 | 4953 | 43529 | 397 | 2996 | 5312 | 25049
| 2040 | 64603.5056 | 14772.5411 | 111081.274 | 229420.2743 | 17845.551 | 205264.0062 | 5077.4961 | 105229.4999 | 2683.3603 | 3058.9504 | 28301.8187 | 25599.3776 | #REF! | [7 empty] | 64330 | 14710 | 110611 | 228449 | 17770 | 204395 | 5056 | 104784 | 2672 | 3046 | 28182 | 25491
| 2050 | 0 | 0 | 111430.7386 | 221808.2086 | 38231.1091 | 253558.9168 | 116837.5179 | 149774.807 | 42668.0671 | 78393.7197 | 26288.9758 | 33995.6461 | #REF! | [7 empty] | 0 | 0 | 109498 | 217961 | 37568 | 249161 | 114811 | 147177 | 41928 | 77034 | 25833 | 33406
| Total energy curtailed [GWh] | Coal | Nuclear | Gas | Peaking | Hydro | Wind | CSP | Solar PV | Biogas | Biomass | DR | Pumped storage | Other Storage
| 2016 | 42552.4353 | -259.9699 | 2197.3151 | 24084.7982 | 1480.031 | 551.1884 | 94.6333 | 45.0975 | 0 | 291.8504 | 0 | 9230.1511 | #REF!
| 2030 | 28998.1437 | 493.6722 | 28521.8112 | 123247.7205 | 6035.245 | 837.4068 | -1.02 | 651.7697 | 50.9992 | 451.8529 | 5418.1547 | 18913.5624 | #REF!
| 2040 | 14528.5079 | 1335.6546 | 69789.4608 | 219272.3118 | 6605.967 | 2524.6885 | 0 | 13423.8312 | 705.9889 | 381.6156 | 28301.8187 | 18886.9599 | #REF!
| 2050 | 0 | 0 | 81993.1509 | 218010.3354 | 12783.7306 | 2921.6757 | 46962.5539 | 37197.1758 | 28790.3617 | 60073.9681 | 26288.9758 | 25899.2155 | #REF!
| Total energy curtailed [%] | Coal | Nuclear | Gas | Peaking | Hydro | Wind | CSP | Solar PV | Biogas | Biomass | DR | Pumped storage | Other Storage
| 2016 | 17.93% | -1.795% | 74.4% | 92.25% | 8.565% | 12.05% | 10.26% | 1.68% |  | 15.56% |  | 75.51%
| 2030 | 18.61% | 3.362% | 66.58% | 96.08% | 33.82% | 0.6836% | -0.02019% | 1.468% | 12.59% | 14.79% | 100% | 74.03%
| 2040 | 22.49% | 9.041% | 62.83% | 95.58% | 37.02% | 1.23% | 0% | 12.76% | 26.31% | 12.48% | 100% | 73.78%
| 2050 |  |  | 73.58% | 98.29% | 33.44% | 1.152% | 40.19% | 24.84% | 67.48% | 76.63% | 100% | 76.18%
CO2 emissions
| Existing (with decommissioning) [Mt] | Coal | Nuclear | Gas | Peaking | Hydro | Wind | CSP | Solar PV | Biogas | Biomass | DR | Pumped storage | Other Storage | Hydro (incl. PS) | Biomass/-gas | TOTAL
| 2016 | 210.1216 | 0 | 0.27748 | 1.162 | 0 | 0 | 0 | 0 | 0 | 0 | 0 | 0.00059888 | 0 | 0.00059888 | 0 | 211.5616
| 2030 | 99.6865 | 0 | 0.81605 | 0.085479 | 0 | 0 | 0 | 0 | 0 | 0 | 0 | 0.00051876 | 0 | 0.00051876 | 0 | 100.5885
| 2040 | 18.1792 | 0 | 0.83295 | 0.047268 | 0 | 0 | 0 | 0 | 0 | 0 | 0 | 0.00053004 | 0 | 0.00053004 | 0 | 19.0599
| 2050 | 0 | 0 | 0.81829 | 0 | 0 | 0 | 0 | 0 | 0 | 0 | 0 | 0.00047463 | 0 | 0.00047463 | 0 | 0.81876
| Committed/under construction (with decommissioning) [Mt] | Coal | Nuclear | Gas | Peaking | Hydro | Wind | CSP | Solar PV | Biogas | Biomass | DR | Pumped storage | Other Storage | Hydro (incl. PS) | Biomass/-gas | TOTAL
| 2016 | 0 | 0 | 0 | 0 | 0 | 0 | 0 | 0 | 0 | 0 | 0 | 0 | 0 | 0 | 0 | 0
| 2030 | 33.525 | 0 | 0 | 0 | 0 | 0 | 0 | 0 | 0 | 0 | 0 | 0.00064137 | 0 | 0.00064137 | 0 | 33.5257
| 2040 | 32.4141 | 0 | 0 | 0 | 0 | 0 | 0 | 0 | 0 | 0 | 0 | 0.00063991 | 0 | 0.00063991 | 0 | 32.4148
| 2050 | 0 | 0 | 0 | 0 | 0 | 0 | 0 | 0 | 0 | 0 | 0 | 0.00056988 | 0 | 0.00056988 | 0 | 0.00056988
| New Build (incl. decommissioning) [Mt] | Coal | Nuclear | Gas | Peaking | Hydro | Wind | CSP | Solar PV | Biogas | Biomass | DR | Pumped storage | Other Storage | Hydro (incl. PS) | Biomass/-gas | TOTAL
| 2016 | 0 | 0 | 0 | 0 | 0 | 0 | 0 | 0 | 0 | 0 | 0 | 0 | 0 | 0 | 0 | 0
| 2030 | 0 | 0 | 4.4381 | 2.798 | 0 | 0 | 0 | 0 | 0 | 0 | 0 | 0.00016707 | 0 | 0.00016707 | 0 | 7.2362
| 2040 | 0 | 0 | 14.3211 | 5.7777 | 0 | 0 | 0 | 0 | 0 | 0 | 0 | 0.00017253 | 0 | 0.00017253 | 0 | 20.099
| 2050 | 0 | 0 | 9.9853 | 2.18 | 0 | 0 | 0 | 0 | 0 | 0 | 0 | 0.00057477 | 0 | 0.00057477 | 0 | 12.1659
| Total [Mt] | Coal | Nuclear | Gas | Peaking | Hydro | Wind | CSP | Solar PV | Biogas | Biomass | DR | Pumped storage | Other Storage | Hydro (incl. PS) | Biomass/-gas | TOTAL
| 2016 | 210.1216 | 0 | 0.27748 | 1.162 | 0 | 0 | 0 | 0 | 0 | 0 | 0 | 0.00059888 | 0 | 0.00059888 | 0 | 211.5616
| 2030 | 133.2115 | 0 | 5.2542 | 2.8834 | 0 | 0 | 0 | 0 | 0 | 0 | 0 | 0.0013272 | 0 | 0.0013272 | 0 | 141.3505
| 2040 | 50.5933 | 0 | 15.1541 | 5.8249 | 0 | 0 | 0 | 0 | 0 | 0 | 0 | 0.0013425 | 0 | 0.0013425 | 0 | 71.5737
| 2050 | 0 | 0 | 10.8036 | 2.18 | 0 | 0 | 0 | 0 | 0 | 0 | 0 | 0.0016193 | 0 | 0.0016193 | 0 | 12.9852
| 2016 | 99.32% | 0% | 0.1312% | 0.5492% | 0% | 0% | 0% | 0% | 0% | 0% | 0% | 0.0002831% | 0% | 0.0002831% | 0% | 100%
| 2030 | 94.24% | 0% | 3.717% | 2.04% | 0% | 0% | 0% | 0% | 0% | 0% | 0% | 0.0009389% | 0% | 0.0009389% | 0% | 100%
| 2040 | 70.69% | 0% | 21.17% | 8.138% | 0% | 0% | 0% | 0% | 0% | 0% | 0% | 0.001876% | 0% | 0.001876% | 0% | 100%
| 2050 | 0% | 0% | 83.2% | 16.79% | 0% | 0% | 0% | 0% | 0% | 0% | 0% | 0.01247% | 0% | 0.01247% | 0% | 100%
Water usage
| Existing (with decommissioning) [bl] | Coal | Nuclear | Gas | Peaking | Hydro | Wind | CSP | Solar PV | Biogas | Biomass | DR | Pumped storage | Other Storage | Hydro (incl. PS) | Biomass/-gas | TOTAL
| 2016 | 280.5247 | 0 | 0.01497 | 0 | 0 | 0 | 0.066214 | 0 | 0 | 0.35951 | 0 | 0.00059888 | 0 | 0.00059888 | 0.35951 | 280.966
| 2030 | 133.0873 | 0 | 0.044027 | 0 | 0 | 0 | 0.067156 | 0 | 0 | 0.35819 | 0 | 0.00051876 | 0 | 0.00051876 | 0.35819 | 133.5572
| 2040 | 24.2703 | 0 | 0.044938 | 0 | 0 | 0 | 0.067727 | 0 | 0 | 0.37523 | 0 | 0.00053004 | 0 | 0.00053004 | 0.37523 | 24.7587
| 2050 | 0 | 0 | 0.044148 | 0 | 0 | 0 | 0 | 0 | 0 | 0.3606 | 0 | 0.00047463 | 0 | 0.00047463 | 0.3606 | 0.40522
| Committed/under construction (with decommissioning) [bl] | Coal | Nuclear | Gas | Peaking | Hydro | Wind | CSP | Solar PV | Biogas | Biomass | DR | Pumped storage | Other Storage | Hydro (incl. PS) | Biomass/-gas | TOTAL
| 2016 | 0 | 0 | 0 | 0 | 0 | 0 | 0 | 0 | 0 | 0 | 0 | 0 | 0 | 0 | 0 | 0
| 2030 | 7.937 | 0 | 0 | 0 | 0 | 0 | 0.33708 | 0 | 0 | 0.23293 | 0 | 0.00064137 | 0 | 0.00064137 | 0.23293 | 8.5076
| 2040 | 7.674 | 0 | 0 | 0 | 0 | 0 | 0.33847 | 0 | 0 | 0.23252 | 0 | 0.00063991 | 0 | 0.00063991 | 0.23252 | 8.2456
| 2050 | 0 | 0 | 0 | 0 | 0 | 0 | 0 | 0 | 0 | 0 | 0 | 0.00056988 | 0 | 0.00056988 | 0 | 0.00056988
| New Build (incl. decommissioning) [bl] | Coal | Nuclear | Gas | Peaking | Hydro | Wind | CSP | Solar PV | Biogas | Biomass | DR | Pumped storage | Other Storage | Hydro (incl. PS) | Biomass/-gas | TOTAL
| 2016 | 0 | 0 | 0 | 0 | 0 | 0 | 0 | 0 | 0 | 0 | 0 | 0 | 0 | 0 | 0 | 0
| 2030 | 0 | 0 | 0.23944 | 0 | 0 | 0 | 0 | 0 | 0 | 0 | 0 | 0.00016707 | 0 | 0.00016707 | 0 | 0.23961
| 2040 | 0 | 0 | 0.77264 | 0 | 0 | 0 | 0 | 0 | 0 | 0 | 0 | 0.00017253 | 0 | 0.00017253 | 0 | 0.77281
| 2050 | 0 | 0 | 0.53872 | 0 | 0 | 0 | 5.59 | 0 | 0 | 3.798 | 0 | 0.00057477 | 0 | 0.00057477 | 3.798 | 9.9273
| Total [bl] | Coal | Nuclear | Gas | Peaking | Hydro | Wind | CSP | Solar PV | Biogas | Biomass | DR | Pumped storage | Other Storage | Hydro (incl. PS) | Biomass/-gas | TOTAL
| 2016 | 280.5247 | 0 | 0.01497 | 0 | 0 | 0 | 0.066214 | 0 | 0 | 0.35951 | 0 | 0.00059888 | 0 | 0.00059888 | 0.35951 | 280.966
| 2030 | 141.0243 | 0 | 0.28347 | 0 | 0 | 0 | 0.40424 | 0 | 0 | 0.59111 | 0 | 0.0013272 | 0 | 0.0013272 | 0.59111 | 142.3045
| 2040 | 31.9442 | 0 | 0.81758 | 0 | 0 | 0 | 0.4062 | 0 | 0 | 0.60775 | 0 | 0.0013425 | 0 | 0.0013425 | 0.60775 | 33.7771
| 2050 | 0 | 0 | 0.58286 | 0 | 0 | 0 | 5.59 | 0 | 0 | 4.1586 | 0 | 0.0016193 | 0 | 0.0016193 | 4.1586 | 10.3331
| 2016 | 99.84% | 0% | 0.005328% | 0% | 0% | 0% | 0.02357% | 0% | 0% | 0.128% | 0% | 0.0002131% | 0% | 0.0002131% | 0.128% | 100%
| 2030 | 99.1% | 0% | 0.1992% | 0% | 0% | 0% | 0.2841% | 0% | 0% | 0.4154% | 0% | 0.0009327% | 0% | 0.0009327% | 0.4154% | 100%
| 2040 | 94.57% | 0% | 2.421% | 0% | 0% | 0% | 1.203% | 0% | 0% | 1.799% | 0% | 0.003975% | 0% | 0.003975% | 1.799% | 100%
| 2050 | 0% | 0% | 5.641% | 0% | 0% | 0% | 54.1% | 0% | 0% | 40.25% | 0% | 0.01567% | 0% | 0.01567% | 40.25% | 100%
Generation cost
| Capital costs [R/kW/yr] | 547 | 0 | 0 | 0 | 0 | 0 | 0 | 0 | 0 | 0 | 0 | 0 | 0
| Fixed costs [R/kW/yr] | 650 | 650 | 0 | 161 | 0 | 0 | 0 | 0 | 0 | 0 | 0 | 201 | 0
| Variable costs (incl fuel) [R/kWh] | 0.26832 | 0.12287 | 0.95 | 2.5 | 0.3 | 0.93 | 3.3 | 1.7 | 1.107 | 1.65 | 1.51 | 0.05 | 0
| Existing (with decommissioning) [R-billion] | Coal | Nuclear | Gas | Peaking | Hydro | Wind | CSP | Solar PV | Biogas | Biomass | DR | Pumped storage | Other Storage | Hydro (incl. PS) | Biomass/-gas | TOTAL
| 2016 | 95.4358 | 3.0206 | 0.71827 | 5.6112 | 4.7397 | 3.7407 | 2.7313 | 4.4864 | 0 | 2.6132 | 0 | 0.4673 | 0 | 5.207 | 2.6132 | 123.5646
| 2030 | 46.1655 | 2.9527 | 2.1124 | 0.86769 | 3.4853 | 3.8939 | 2.7702 | 4.4598 | 0 | 2.6036 | 0 | 0.44727 | 0 | 3.9326 | 2.6036 | 69.7583
| 2040 | 9.1189 | 2.86 | 2.1561 | 0.36768 | 3.3125 | 0 | 2.7937 | 1.3197 | 0 | 2.7274 | 0 | 0.45009 | 0 | 3.7626 | 2.7274 | 25.1062
| 2050 | 0 | 0 | 2.1182 | 0 | 2.896 | 0 | 0 | 0 | 0 | 2.6211 | 0 | 0.43624 | 0 | 3.3323 | 2.6211 | 8.0716
| Capital costs [R/kW/yr] | 4602 | 6454.9045 | 901.1097 | 794.3546 | 0 | 0 | 0 | 0 | 2810 | 0 | 0 | 2328.2524 | 0
| Fixed costs [R/kW/yr] | 924 | 968.0686 | 165.1733 | 160.7978 | 0 | 0 | 0 | 0 | 2373 | 0 | 0 | 201.2708 | 0
| Variable costs (incl fuel) [R/kWh] | 0.36169 | 0.12287 | 1.1311 | 1.7303 | 1.24 | 0.70507 | 2.2908 | 0.79658 | 0.09 | 1.61 | 1.51 | 0 | 0
| Committed/under construction (incl. decommissioning) [R-billion] | Coal | Nuclear | Gas | Peaking | Hydro | Wind | CSP | Solar PV | Biogas | Biomass | DR | Pumped storage | Other Storage | Hydro (incl. PS) | Biomass/-gas | TOTAL
| 2016 | 3.9898 | 0 | 0 | 0 | 0 | 0 | 0 | 0 | 0 | 0 | 0 | 0 | 0 | 0 | 0 | 3.9898
| 2030 | 41.1514 | 0 | 0 | 0 | 0.24157 | 6.3301 | 9.6523 | 1.8826 | 0.30655 | 1.652 | 0 | 3.3693 | 0 | 3.6109 | 1.9586 | 64.5858
| 2040 | 40.7396 | 0 | 0 | 0 | 0.24532 | 0 | 9.692 | 1.8935 | 0.30706 | 1.6492 | 0 | 3.3693 | 0 | 3.6146 | 1.9562 | 57.896
| 2050 | 0 | 0 | 0 | 0 | 0.23976 | 0 | 0 | 0 | 0 | 0 | 0 | 3.3693 | 0 | 3.6091 | 0 | 3.6091
| Capital costs [R/kW/yr] | 3559.4977 | 6454.9045 | 901.1097 | 794.3546 | 5564 | 1911 | 10206 | 1073 | 1154.079 | 4395 | 0 | 2328.2524 | 2512
| 2030 | 3559.4977 | 6281 | 901.1097 | 794.3546 | 5564 | 1911 | 8246 | 967 | 1154.079 | 4395 | 0 | 2328.2524 | 2512
| 2040 | 3559.4977 | 6281 | 901.1097 | 794.3546 | 5564 | 1911 | 7196 | 911 | 1154.079 | 4395 | 0 | 2328.2524 | 2512
| 2050 | 3559.4977 | 6281 | 901.1097 | 794.3546 | 5564 | 1911 | 6146 | 854 | 1154.079 | 4395 | 0 | 2328.2524 | 2512
| Fixed costs [R/kW/yr] | 924 | 968.0686 | 165.1733 | 160.7978 | 907.4248 | 0 | 0 | 0 | 422 | 1655.0144 | 0 | 201.2708 | 618
| 2030 | 924 | 968.0686 | 165.1733 | 160.7978 | 907.4248 | 0 | 0 | 0 | 422 | 1655.0144 | 0 | 201.2708 | 618
| 2040 | 924 | 968.0686 | 165.1733 | 160.7978 | 907.4248 | 0 | 0 | 0 | 422 | 1655.0144 | 0 | 201.2708 | 618
| 2050 | 924 | 968.0686 | 165.1733 | 160.7978 | 907.4248 | 0 | 0 | 0 | 422 | 1655.0144 | 0 | 201.2708 | 618
| Variable costs (incl fuel) [R/kWh] | 0.36169 | 0.12287 | 1.1311 | 1.7303 | 0 | 0 | 0 | 0 | 1.42 | 0.46 | 1.51 | 0 | 0.032
| 2030 | 0.36169 | 0.12287 | 1.1311 | 1.7303 | 0 | 0 | 0 | 0 | 1.42 | 0.46 | 1.51 | 0 | 0.032
| 2040 | 0.36169 | 0.12287 | 1.1311 | 1.7303 | 0 | 0 | 0 | 0 | 1.42 | 0.46 | 1.51 | 0 | 0.032
| 2050 | 0.36169 | 0.12287 | 1.1311 | 1.7303 | 0 | 0 | 0 | 0 | 1.42 | 0.46 | 1.51 | 0 | 0.032
| New Build (incl. decommissioning) [R-billion] | Coal | Nuclear | Gas | Peaking | Hydro | Wind | CSP | Solar PV | Biogas | Biomass | DR | Pumped storage | Other Storage | Hydro (incl. PS) | Biomass/-gas | TOTAL
99.4256 | 2016 | 0 | 0 | 0 | 0 | 0 | 0 | 0 | 0 | 0 | 0 | 0 | 0 | 0 | 0 | 0 | 0
87.3169 | 2030 | 0 | 0 | 19.1423 | 21.2943 | 0 | 65.1651 | 0 | 21.4674 | 0 | 0 | 0 | 0.84233 | 0.01898 | 0.84233 | 0 | 127.9304
49.8585 | 2040 | 0 | 0 | 58.9689 | 44.6494 | 0 | 127.2726 | 0 | 52.0181 | 2.7781 | 0 | 0 | 0.84233 | 0.018982 | 0.84233 | 2.7781 | 286.5484
0 | 2050 | 0 | 0 | 45.6055 | 33.8046 | 16.1786 | 158.2308 | 82.3564 | 71.9068 | 28.7215 | 66.2242 | 0 | 3.3693 | 0.018922 | 19.5479 | 94.9457 | 506.4166
| Total cost [R-billion] | Coal | Nuclear | Gas | Peaking | Hydro | Wind | CSP | Solar PV | Biogas | Biomass | DR | Pumped storage | Other Storage | Hydro (incl. PS) | Biomass/-gas | TOTAL | With CO2 | Total (with Tx/Dx/Other) | Total +CO2 (with Tx/Dx/Other) | Compared to Base Case | Compared to Carbon Budget
| 2016 | 99.4256 | 3.0206 | 0.71827 | 5.6112 | 4.7397 | 3.7407 | 2.7313 | 4.4864 | 0 | 2.6132 | 0 | 0.4673 | 0 | 5.207 | 2.6132 | 127.5543 | 152.9417 | 200.1804 | 225.5678 | -2.4461 | 0
| 2030 | 87.3169 | 2.9527 | 21.2547 | 22.162 | 3.7269 | 75.3891 | 12.4225 | 27.8097 | 0.30655 | 4.2556 | 0 | 4.6589 | 0.01898 | 8.3858 | 4.5621 | 262.2744 | 279.2365 | 365.3328 | 382.2949 | -18.9488 | -38.0899
| 2040 | 49.8585 | 2.86 | 61.1251 | 45.0171 | 3.5578 | 127.2726 | 12.4858 | 55.2313 | 3.0851 | 4.3766 | 0 | 4.6617 | 0.018982 | 8.2196 | 7.4617 | 369.5507 | 378.1395 | 498.08 | 506.6688 | -37.2612 | -31.5109
| 2050 | 0 | 0 | 47.7237 | 33.8046 | 19.3144 | 158.2308 | 82.3564 | 71.9068 | 28.7215 | 68.8453 | 0 | 7.1749 | 0.018922 | 26.4892 | 97.5668 | 518.0972 | 519.6555 | 674.5649 | 676.1232 | -25.0817 | -13.7375
| 2016 | 77.95% | 2.368% | 0.5631% | 4.399% | 3.716% | 2.933% | 2.141% | 3.517% | 0% | 2.049% | 0% | 0.3664% | 0% | 4.082% | 2.049% | 100%
| 2030 | 33.29% | 1.126% | 8.104% | 8.45% | 1.421% | 28.74% | 4.736% | 10.6% | 0.1169% | 1.623% | 0% | 1.776% | 0.007237% | 3.197% | 1.739% | 100%
| 2040 | 13.49% | 0.7739% | 16.54% | 12.18% | 0.9627% | 34.44% | 3.379% | 14.95% | 0.8348% | 1.184% | 0% | 1.261% | 0.005136% | 2.224% | 2.019% | 100%
| 2050 | 0% | 0% | 9.211% | 6.525% | 3.728% | 30.54% | 15.9% | 13.88% | 5.544% | 13.29% | 0% | 1.385% | 0.003652% | 5.113% | 18.83% | 100%
Tariff estimate
| Cost per energy unit (existing) [R/kWh] | Coal | Nuclear | Gas | Peaking | Hydro | Wind | CSP | Solar PV | Biogas | Biomass | DR | Pumped storage | Other Storage | Hydro (incl. PS) | Biomass/-gas
| 2016 | 0.48989 | 0.20487 | 0.95 | 2.7719 | 0.3 | 0.93 | 3.3 | 1.7 |  | 1.65 |  | 0.15606 |  |  |  | 0.51041
| 2030 | 0.49951 | 0.20807 | 0.95 | 5.8267 | 0.3 | 0.93 | 3.3 | 1.7 |  | 1.65 |  | 0.17244 |  |  |  | 0.52678
| 2040 | 0.54104 | 0.21285 | 0.95 | 4.4649 | 0.3 |  | 3.3 | 1.7 |  | 1.65 |  | 0.16983 |  |  |  | 0.50606
| 2050 |  |  | 0.95 |  | 0.3 |  |  |  |  | 1.65 |  | 0.18382 |  |  |  | 0.50941
Cost per energy unit (committed/under construction) [R/kWh]
| 2016 | [15 empty] | 0.016481
| 2030 | 1.1977 |  |  |  | 1.24 | 0.70507 | 2.2908 | 0.79658 | 0.86613 | 1.61 |  | 1.0507 |  |  |  | 0.18801
| 2040 | 1.2263 |  |  |  | 1.24 |  | 2.2908 | 0.79658 | 0.85407 | 1.61 |  | 1.0531 |  |  |  | 0.13514
| 2050 |  |  |  |  | 1.24 | [6 empty] | 1.1825 |  |  |  | 0.0069198
Cost per energy unit (New) [R/kWh]
| 2016 | [15 empty] | 0
| 2030 |  |  | 1.5829 | 4.3685 |  | 0.60062 |  | 0.55385 |  |  |  | 1.0083 | 3.0357 |  |  | 0.3724
| 2040 |  |  | 1.5112 | 4.4358 |  | 0.62776 |  | 0.58677 | 1.7171 |  |  | 0.97644 | 3.01 |  |  | 0.66883
| 2050 |  |  | 1.6762 | 8.9009 | 1.037 | 0.63131 | 1.1786 | 0.63873 | 2.0696 | 3.9581 |  | 1.1724 | 4.2746 |  |  | 0.97097
| Cost per energy unit (All) in R/kWh | [15 empty] | Wholesale tariff | Tariff w/o CO2 | Tariff w CO2
| 2016 | 0.51038 | 0.20487 | 0.95 | 2.7719 | 0.3 | 0.93 | 3.3 | 1.7 |  | 1.65 |  | 0.15606 |  |  |  | 0.52689 | 0.82689 | 0.93259
| 2030 | 0.68872 | 0.20807 | 1.4846 | 4.4117 | 0.3155 | 0.61967 | 2.4584 | 0.63569 | 0.86613 | 1.6342 |  | 0.70207 | 3.0357 |  |  | 0.76347 | 1.0635 | 1.1116
| 2040 | 0.99568 | 0.21285 | 1.4803 | 4.4361 | 0.31655 | 0.62776 | 2.459 | 0.60161 | 1.5602 | 1.6347 |  | 0.6945 | 3.01 |  |  | 0.86257 | 1.1626 | 1.1822
| 2050 |  |  | 1.6212 | 8.9009 | 0.75899 | 0.63131 | 1.1786 | 0.63873 | 2.0696 | 3.758 |  | 0.88618 | 4.2746 |  |  | 0.99336 | 1.2934 | 1.2963
Localised jobs
| Capex - direct (committed + new build) | Coal | Nuclear | Gas | Peaking | Hydro | Wind | CSP | Solar PV | Biogas | Biomass | DR | Pumped storage | Other Storage | Hydro (incl. PS) | Biomass/-gas | TOTAL
| 2016 | 0 | 0 | 0 | 0 | 0 | 0 | 0 | 0 | 0 | 0 | 0 | 0 | 0 | 0 | 0 | 0
| 2030 | 9493.7757 | 0 | 1712.88 | 4500.8229 | 0 | 16868.5714 | 1578.5714 | 14657.0743 | 0 | 0 | 0 | 0 | 0 | 0 | 0 | 48811.6957
| 2040 | 13291.286 | 0 | 6508.944 | 13343.616 | 0 | 42624 | 2210 | 50952.704 | 0 | 0 | 0 | 0 | 0 | 0 | 0 | 128930.55
| 2050 | 0 | 0 | 6508.944 | 13343.616 | 0 | 52992 | 34840 | 73422.4 | 0 | 0 | 0 | 0 | 0 | 0 | 0 | 181106.96
| Opex - direct (existing, committed, new build) | Coal | Nuclear | Gas | Peaking | Hydro | Wind | CSP | Solar PV | Biogas | Biomass | DR | Pumped storage | Other Storage | Hydro (incl. PS) | Biomass/-gas | TOTAL
| 2016 | 45896.9543 | 1194.2542 | 24.1945 | 64.778 | 0 | 482.666 | 107.5971 | 290.2995 | 0 | 0 | 0 | 0 | 0 | 0 | 0 | 48060.7435
| 2030 | 29869.5906 | 1149.474 | 458.1278 | 160.7495 | 0 | 14599.2751 | 656.8901 | 4812.1823 | 0 | 0 | 0 | 0 | 0 | 0 | 0 | 51706.2893
| 2040 | 11797.6694 | 1088.3878 | 1321.338 | 324.7348 | 0 | 24328.7181 | 660.0745 | 10098.6236 | 0 | 0 | 0 | 0 | 0 | 0 | 0 | 49619.5462
| 2050 | 0 | 0 | 942.0028 | 121.5319 | 0 | 30076.4689 | 9083.7453 | 12383.5394 | 0 | 0 | 0 | 0 | 0 | 0 | 0 | 52607.2884
| Capex - suppliers (committed + new build) | Coal | Nuclear | Gas | Peaking | Hydro | Wind | CSP | Solar PV | Biogas | Biomass | DR | Pumped storage | Other Storage | Hydro (incl. PS) | Biomass/-gas | TOTAL
| 2016 | 0 | 0 | 0 | 0 | 0 | 0 | 0 | 0 | 0 | 0 | 0 | 0 | 0 | 0 | 0 | 0
| 2030 | 1915.0886 | 0 | 292.8 | 769.3714 | 0 | 11548.7429 | 546.4286 | 8269.8171 | 0 | 0 | 0 | 0 | 0 | 0 | 0 | 23342.2486
| 2040 | 3113.602 | 0 | 1112.64 | 2280.96 | 0 | 29304 | 765 | 28748.544 | 0 | 0 | 0 | 0 | 0 | 0 | 0 | 65324.746
| 2050 | 0 | 0 | 1112.64 | 2280.96 | 0 | 36432 | 12060 | 41426.4 | 0 | 0 | 0 | 0 | 0 | 0 | 0 | 93312
| Opex - suppliers (existing, committed, new build) | Coal | Nuclear | Gas | Peaking | Hydro | Wind | CSP | Solar PV | Biogas | Biomass | DR | Pumped storage | Other Storage | Hydro (incl. PS) | Biomass/-gas | TOTAL
|  | 28685.5964 | 176.9265 | 4.5365 | 12.1459 | 0 | 16.0889 | 12.415 | 47.5036 | 0 | 0 | 0 | 0 | 0 | 0 | 0 | 28955.2128
|  | 18668.4941 | 170.2924 | 85.899 | 30.1405 | 0 | 486.6425 | 75.795 | 787.448 | 0 | 0 | 0 | 0 | 0 | 0 | 0 | 20304.7116
|  | 7373.5434 | 161.2426 | 247.7509 | 60.8878 | 0 | 810.9573 | 76.1624 | 1652.502 | 0 | 0 | 0 | 0 | 0 | 0 | 0 | 10383.0464
|  | 0 | 0 | 176.6255 | 22.7872 | 0 | 1002.549 | 1048.1245 | 2026.3974 | 0 | 0 | 0 | 0 | 0 | 0 | 0 | 4276.4836
| Total | Coal | Nuclear | Gas | Peaking | Hydro | Wind | CSP | Solar PV | Biogas | Biomass | DR | Pumped storage | Other Storage | Hydro (incl. PS) | Biomass/-gas | TOTAL
|  | 74582.5507 | 1371.1807 | 28.7309 | 76.9239 | 0 | 498.7548 | 120.0121 | 337.803 | 0 | 0 | 0 | 0 | 0 | 0 | 0 | 77015.9563
|  | 59946.949 | 1319.7664 | 2549.7068 | 5461.0843 | 0 | 43503.2318 | 2857.6851 | 28526.5217 | 0 | 0 | 0 | 0 | 0 | 0 | 0 | 144164.9452
|  | 35576.1008 | 1249.6304 | 9190.6729 | 16010.1986 | 0 | 97067.6754 | 3711.2369 | 91452.3736 | 0 | 0 | 0 | 0 | 0 | 0 | 0 | 254257.8887
|  | 0 | 0 | 8740.2123 | 15768.8952 | 0 | 120503.0179 | 57031.8698 | 129258.7368 | 0 | 0 | 0 | 0 | 0 | 0 | 0 | 331302.732

## O-LC_DS-Exp
CAPACITY
| Existing (with decommissioning) [MW] | Coal | Nuclear | Gas | Peaking | Hydro | Wind | CSP | Solar PV | Biogas | Biomass | DR | Pumped storage | Other Storage | Hydro (incl. PS) | Biomass/-gas | TOTAL
| 2016 | 36060 | 1860 | 424.6 | 3419 | 2179 | 1306 | 200 | 1479 | 0 | 264 | 0 | 1580 | 0 | 3759 | 264 | 48771.6
| 2030 | 23080 | 1860 | 424.6 | 3077 | 2179 | 1306 | 200 | 1479 | 0 | 264 | 0 | 1580 | 0 | 3759 | 264 | 35449.6
| 2040 | 7660 | 1860 | 424.6 | 1005 | 2179 | 0 | 200 | 435 | 0 | 264 | 0 | 1580 | 0 | 3759 | 264 | 15607.6
| 2050 | 670 | 0 | 424.6 | 0 | 2179 | 0 | 0 | 0 | 0 | 264 | 0 | 1580 | 0 | 3759 | 264 | 5117.6
| Committed/under construction (with decommissioning) [MW] | Coal | Nuclear | Gas | Peaking | Hydro | Wind | CSP | Solar PV | Biogas | Biomass | DR | Pumped storage | Other Storage | Hydro (incl. PS) | Biomass/-gas | TOTAL
| 2016 | 722 | 0 | 0 | 0 | 0 | 154 | 0 | 0 | 0 | 0 | 0 | 0 | 0 | 0 | 0 | 876
| 2030 | 9536 | 0 | 0 | 0 | 45 | 2800 | 850 | 1332 | 53 | 153 | 0 | 1332 | 0 | 1377 | 206 | 16101
| 2040 | 9536 | 0 | 0 | 0 | 45 | 0 | 850 | 1332 | 53 | 153 | 0 | 1332 | 0 | 1377 | 206 | 13301
| 2050 | 9536 | 0 | 0 | 0 | 45 | 0 | 0 | 0 | 0 | 0 | 0 | 1332 | 0 | 1377 | 0 | 10913
| New Build (incl. decommissioning) [MW] | Coal | Nuclear | Gas | Peaking | Hydro | Wind | CSP | Solar PV | Biogas | Biomass | DR | Pumped storage | Other Storage | Hydro (incl. PS) | Biomass/-gas | TOTAL
| 2016 | [13 empty] | 0 | 0 | 0
| 2030 | 0 | 0 | 0 | 1056 | 0 | 13100 | 0 | 28400 | 0 | 0 | 895 | 333 | 13554 | 333 | 0 | 57338
| 2040 | 0 | 0 | 2928 | 13200 | 0 | 43700 | 0 | 95700 | 0 | 0 | 3948 | 333 | 35406 | 333 | 0 | 195215
| 2050 | 0 | 0 | 8784 | 24816 | 0 | 72900 | 0 | 139600 | 0 | 0 | 4727 | 333 | 50220 | 333 | 0 | 301380
| Total Installed capacity [MW] | Coal | Nuclear | Gas | Peaking | Hydro | Wind | CSP | Solar PV | Biogas | Biomass | DR | Pumped storage | Other Storage | Hydro (incl. PS) | Biomass/-gas | TOTAL
36782 | 2016 | 36782 | 1860 | 424.6 | 3419 | 2179 | 1460 | 200 | 1479 | 0 | 264 | 0 | 1580 | 0 | 3759 | 264 | 49647.6
32616 | 2030 | 32616 | 1860 | 424.6 | 4133 | 2224 | 17206 | 1050 | 31211 | 53 | 417 | 895 | 3245 | 13554 | 5469 | 470 | 108888.6
17196 | 2040 | 17196 | 1860 | 3352.6 | 14205 | 2224 | 43700 | 1050 | 97467 | 53 | 417 | 3948 | 3245 | 35406 | 5469 | 470 | 224123.6
10206 | 2050 | 10206 | 0 | 9208.6 | 24816 | 2224 | 72900 | 0 | 139600 | 0 | 264 | 4727 | 3245 | 50220 | 5469 | 264 | 317410.6
| 2016 | 74.09% | 3.746% | 0.8552% | 6.887% | 4.389% | 2.941% | 0.4028% | 2.979% | 0% | 0.5317% | 0% | 3.182% | 0% | 7.571% | 0.5317% | 100%
| 2030 | 29.95% | 1.708% | 0.3899% | 3.796% | 2.042% | 15.8% | 0.9643% | 28.66% | 0.04867% | 0.383% | 0.8219% | 2.98% | 12.45% | 5.023% | 0.4316% | 100%
| 2040 | 7.673% | 0.8299% | 1.496% | 6.338% | 0.9923% | 19.5% | 0.4685% | 43.49% | 0.02365% | 0.1861% | 1.762% | 1.448% | 15.8% | 2.44% | 0.2097% | 100%
| 2050 | 3.215% | 0% | 2.901% | 7.818% | 0.7007% | 22.97% | 0% | 43.98% | 0% | 0.08317% | 1.489% | 1.022% | 15.82% | 1.723% | 0.08317% | 100%
ENERGY GENERATED
| Existing (with decommissioning) [GWh] | Coal | Nuclear | Gas | Peaking | Hydro | Wind | CSP | Solar PV | Biogas | Biomass | DR | Pumped storage | Other Storage | Hydro (incl. PS) | Biomass/-gas | TOTAL
| 2016 | 194808.8043 | 14743.8788 | 756.0768 | 2024.3137 | 15799.1243 | 4022.2163 | 827.6699 | 2639.0862 | 0 | 1583.7347 | 0 | 2994.393 | 0 | 18793.5172 | 1583.7347 | 240199.298
| 2030 | 123483.8068 | 14623.6327 | 2242.0999 | 523.2927 | 12967.0493 | 4187.3613 | 839.5124 | 2623.6037 | 0 | 1556.6172 | 0 | 1127.1703 | 0 | 14094.2196 | 1556.6172 | 164174.1464 |  |  |  |  | 121055 | 14336 | 2198 | 513 | 12712 | 4105 | 823 | 2572 | 0 | 1526 | 0 | 1105
| 2040 | 27975.6703 | 14089.2763 | 2271.8807 | 130.5679 | 11985.1251 | 0 | 846.6823 | 776.3766 | 0 | 1575.8536 | 0 | 2764.0211 | 0 | 14749.1462 | 1575.8536 | 62415.454 |  |  |  |  | 27854 | 14028 | 2262 | 130 | 11933 | 0 | 843 | 773 | 0 | 1569 | 0 | 2752
| 2050 | 0 | 0 | 2238.1067 | 0 | 11166.1068 | 0 | 0 | 0 | 0 | 1594.8673 | 0 | 3094.063 | 0 | 14260.1698 | 1594.8673 | 18093.1439 |  |  |  |  | 0 | 0 | 2199 | 0 | 10971 | 0 | 0 | 0 | 0 | 1567 | 0 | 3040
| Committed/under construction (with decommissioning) [GWh] | Coal | Nuclear | Gas | Peaking | Hydro | Wind | CSP | Solar PV | Biogas | Biomass | DR | Pumped storage | Other Storage | Hydro (incl. PS) | Biomass/-gas | TOTAL
| 2016 | 0 | 0 | 0 | 0 | 0 | 0 | 0 | 0 | 0 | 0 | 0 | 0 | 0 | 0 | 0 | 0
| 2030 | 73142.645 | 0 | 0 | 0 | 195.8522 | 8978.6004 | 4218.9833 | 2363.4875 | 353.9621 | 1025.164 | 0 | 1606.6003 | 0 | 1802.4525 | 1379.1261 | 91885.2947 |  |  |  |  | 71704 | 0 | 0 | 0 | 192 | 8802 | 4136 | 2317 | 347 | 1005 | 0 | 1575
| 2040 | 55958.3712 | 0 | 0 | 0 | 204.8911 | 0 | 4234.4161 | 2377.3394 | 354.542 | 1028.473 | 0 | 2792.1434 | 0 | 2997.0345 | 1383.0149 | 66950.1761 |  |  |  |  | 55715 | 0 | 0 | 0 | 204 | 0 | 4216 | 2367 | 353 | 1024 | 0 | 2780
| 2050 | 46866.9116 | 0 | 0 | 0 | 206.6101 | 0 | 0 | 0 | 0 | 0 | 0 | 2949.5377 | 0 | 3156.1478 | 0 | 50023.0594 |  |  |  |  | 46048 | 0 | 0 | 0 | 203 | 0 | 0 | 0 | 0 | 0 | 0 | 2898
| New Build (incl. decommissioning) [GWh] | Coal | Nuclear | Gas | Peaking | Hydro | Wind | CSP | Solar PV | Biogas | Biomass | DR | Pumped storage | Other Storage | Hydro (incl. PS) | Biomass/-gas | TOTAL
| 2016 | 0 | 0 | 0 | 0 | 0 | 0 | 0 | 0 | 0 | 0 | 0 | 0 | 0 | 0 | 0 | 0
| 2030 | 0 | 0 | 0 | 644.6802 | 0 | 42004.1816 | 0 | 50410.5262 | 0 | 0 | 0 | 481.47 | 15699.9093 | 481.47 | 0 | 109240.7673 |  |  |  |  | 0 | 0 | 0 | 632 | 0 | 41178 | 0 | 49419 | 0 | 0 | 3010 | 472 | 15391.1073
| 2040 | 0 | 0 | 6792.5418 | 5754.0251 | 0 | 134700.8337 | 0 | 164061.5276 | 0 | 0 | 0 | 807.512 | 39080.4458 | 807.512 | 0 | 351196.886 |  |  |  |  | 0 | 0 | 6763 | 5729 | 0 | 134115 | 0 | 163348 | 0 | 0 | 11151 | 804 | 38910.4792
| 2050 | 0 | 0 | 22100.1589 | 9213.9974 | 0 | 223262.0875 | 0 | 213463.8822 | 0 | 0 | 0 | 860.0274 | 52635.9365 | 860.0274 | 0 | 521536.0898 |  |  |  |  | 0 | 0 | 21714 | 9053 | 0 | 219361 | 0 | 209734 | 0 | 0 | 9918 | 845 | 51716.2219
| Total energy [GWh] | Coal | Nuclear | Gas | Peaking | Hydro | Wind | CSP | Solar PV | Biogas | Biomass | DR | Pumped storage | Other Storage | Hydro (incl. PS) | Biomass/-gas | TOTAL |  |  | RE share [GWh] | RE share [%]
194808.8043 | 2016 | 194808.8043 | 14743.8788 | 756.0768 | 2024.3137 | 15799.1243 | 4022.2163 | 827.6699 | 2639.0862 | 0 | 1583.7347 | 0 | 2994.393 | 0 | 18793.5172 | 1583.7347 | 240199.298 |  |  | 24871.8314 | 10.27% | 240333.531
196626.4518 | 2030 | 196626.4518 | 14623.6327 | 2242.0999 | 1167.9729 | 13162.9015 | 55170.1433 | 5058.4957 | 55397.6175 | 353.9621 | 2581.7811 | 0 | 3215.2407 | 15699.9093 | 16378.1422 | 2935.7432 | 365300.2084 |  |  | 131724.9012 | 38.34% | 336771.1371
83934.0414 | 2040 | 83934.0414 | 14089.2763 | 9064.4225 | 5884.593 | 12190.0162 | 134700.8337 | 5081.0984 | 167215.2436 | 354.542 | 2604.3266 | 0 | 6363.6766 | 39080.4458 | 18553.6927 | 2958.8686 | 480562.516 |  |  | 322146.0604 | 75.19% | 426567.6908
46866.9116 | 2050 | 46866.9116 | 0 | 24338.2657 | 9213.9974 | 11372.717 | 223262.0875 | 0 | 213463.8822 | 0 | 1594.8673 | 0 | 6903.628 | 52635.9365 | 18276.345 | 1594.8673 | 589652.2931 |  |  | 449693.5539 | 86.22% | 512445.7318
| 2016 | 81.1% | 6.138% | 0.3148% | 0.8428% | 6.578% | 1.675% | 0.3446% | 1.099% | 0% | 0.6593% | 0% | 1.247% | 0% | 7.824% | 0.6593% | 100%
| 2030 | 53.83% | 4.003% | 0.6138% | 0.3197% | 3.603% | 15.1% | 1.385% | 15.16% | 0.0969% | 0.7068% | 0% | 0.8802% | 4.298% | 4.483% | 0.8037% | 100%
| 2040 | 17.47% | 2.932% | 1.886% | 1.225% | 2.537% | 28.03% | 1.057% | 34.8% | 0.07378% | 0.5419% | 0% | 1.324% | 8.132% | 3.861% | 0.6157% | 100%
| 2050 | 7.948% | 0% | 4.128% | 1.563% | 1.929% | 37.86% | 0% | 36.2% | 0% | 0.2705% | 0% | 1.171% | 8.927% | 3.1% | 0.2705% | 100%
CAPACITY FACTOR
| Existing (with decommissioning) [%] | Coal | Nuclear | Gas | Peaking | Hydro | Wind | CSP | Solar PV | Biogas | Biomass | DR | Pumped storage | Other Storage | Hydro (incl. PS) | Biomass/-gas
| 2016 | 61.67% | 90.49% | 20.33% | 6.759% | 82.77% | 35.16% | 47.24% | 20.37% | 0% | 68.48% | 0% | 21.63% | 0% | 57.07% | 68.48%
| 2030 | 61.08% | 89.75% | 60.28% | 1.941% | 67.93% | 36.6% | 47.92% | 20.25% | 0% | 67.31% | 0% | 8.144% | 0% | 42.8% | 67.31%
| 2040 | 41.69% | 86.47% | 61.08% | 1.483% | 62.79% | 0% | 48.33% | 20.37% | 0% | 68.14% | 0% | 19.97% | 0% | 44.79% | 68.14%
| 2050 | 0% | 0% | 60.17% | 0% | 58.5% | 0% | 0% | 0% | 0% | 68.96% | 0% | 22.35% | 0% | 43.31% | 68.96%
| Committed/under construction (with decommissioning) [%] | Coal | Nuclear | Gas | Peaking | Hydro | Wind | CSP | Solar PV | Biogas | Biomass | DR | Pumped storage | Other Storage | Hydro (incl. PS) | Biomass/-gas
| 2016 | 0% | 0% | 0% | 0% | 0% | 0% | 0% | 0% | 0% | 0% | 0% | 0% | 0% | 0% | 0%
| 2030 | 87.56% | 0% | 0% | 0% | 49.68% | 36.61% | 56.66% | 20.26% | 76.24% | 76.49% | 0% | 13.77% | 0% | 14.94% | 76.42%
| 2040 | 66.99% | 0% | 0% | 0% | 51.98% | 0% | 56.87% | 20.37% | 76.36% | 76.74% | 0% | 23.93% | 0% | 24.85% | 76.64%
| 2050 | 56.1% | 0% | 0% | 0% | 52.41% | 0% | 0% | 0% | 0% | 0% | 0% | 25.28% | 0% | 26.16% | 0%
| New Build (incl. decommissioning) [%] | Coal | Nuclear | Gas | Peaking | Hydro | Wind | CSP | Solar PV | Biogas | Biomass | DR | Pumped storage | Other Storage | Hydro (incl. PS) | Biomass/-gas
| 2016 | 0% | 0% | 0% | 0% | 0% | 0% | 0% | 0% | 0% | 0% | 0% | 0% | 0% | 0% | 0%
| 2030 | 0% | 0% | 0% | 6.969% | 0% | 36.6% | 0% | 20.26% | 0% | 0% | 0% | 16.51% | 13.22% | 16.51% | 0%
| 2040 | 0% | 0% | 26.48% | 4.976% | 0% | 35.19% | 0% | 19.57% | 0% | 0% | 0% | 27.68% | 12.6% | 27.68% | 0%
| 2050 | 0% | 0% | 28.72% | 4.239% | 0% | 34.96% | 0% | 17.46% | 0% | 0% | 0% | 29.48% | 11.96% | 29.48% | 0%
| All [%] | Coal | Nuclear | Gas | Peaking | Hydro | Wind | CSP | Solar PV | Biogas | Biomass | DR | Pumped storage | Other Storage | Hydro (incl. PS) | Biomass/-gas
| 2016 | 60.46% | 90.49% | 20.33% | 6.759% | 82.77% | 31.45% | 47.24% | 20.37% | 0% | 68.48% | 0% | 21.63% | 0% | 57.07% | 68.48%
| 2030 | 68.82% | 89.75% | 60.28% | 3.226% | 67.56% | 36.6% | 55% | 20.26% | 76.24% | 70.68% | 0% | 11.31% | 13.22% | 34.19% | 71.3%
| 2040 | 55.72% | 86.47% | 30.86% | 4.729% | 62.57% | 35.19% | 55.24% | 19.58% | 76.36% | 71.29% | 0% | 22.39% | 12.6% | 38.73% | 71.87%
| 2050 | 52.42% | 0% | 30.17% | 4.239% | 58.37% | 34.96% | 0% | 17.46% | 0% | 68.96% | 0% | 24.29% | 11.96% | 38.15% | 68.96%
ENERGY AVAILABLE/CURTAILED
| Total energy available [GWh] | Coal | Nuclear | Gas | Peaking | Hydro | Wind | CSP | Solar PV | Biogas | Biomass | DR | Pumped storage | Other Storage
| 2016 | 237361.2397 | 14483.9089 | 2953.3918 | 26109.1118 | 17279.1553 | 4573.4047 | 922.3032 | 2684.1838 | 0 | 1875.5851 | 0 | 12224.544 | #REF! | [7 empty] | 235642 | 14379 | 2932 | 25920 | 17154 | 4540.2789 | 915.6228 | 2664.7419 | 0 | 1862 | 0 | 12136
| 2030 | 224282.4178 | 14685.8566 | 2997.9671 | 32081.0022 | 17859.2746 | 55171.1633 | 5058.4957 | 55409.8582 | 407.0054 | 3053.0505 | 7821.8482 | 25488.3308 | #REF! | [7 empty] | 219871 | 14397 | 2939 | 31450 | 17508 | 54086 | 4959 | 54320 | 399 | 2993 | 7668 | 24987
| 2040 | 122504.7913 | 14774.2554 | 25798.2002 | 110344.9062 | 17873.7355 | 134700.8337 | 5080.0941 | 174252.8512 | 407.7735 | 3059.3054 | 34640.6573 | 25576.2348 | #REF! | [7 empty] | 121972 | 14710 | 25686 | 109865 | 17796 | 134115 | 5058 | 173495 | 406 | 3046 | 34490 | 25465
| 2050 | 75346.5399 | 0 | 71478.9612 | 192539.2636 | 17822.4133 | 223271.2475 | 0 | 248352.4954 | 0 | 1853.3844 | 41221.2645 | 25588.1043 | #REF! | [7 empty] | 74030 | 0 | 70230 | 189175 | 17511 | 219370 | 0 | 244013 | 0 | 1821 | 40501 | 25141
| Total energy curtailed [GWh] | Coal | Nuclear | Gas | Peaking | Hydro | Wind | CSP | Solar PV | Biogas | Biomass | DR | Pumped storage | Other Storage
| 2016 | 42552.4353 | -259.9699 | 2197.3151 | 24084.7982 | 1480.031 | 551.1884 | 94.6333 | 45.0975 | 0 | 291.8504 | 0 | 9230.1511 | #REF!
| 2030 | 27655.9661 | 62.2239 | 755.8672 | 30913.0293 | 4696.3731 | 1.0201 | 0 | 12.2408 | 53.0433 | 471.2694 | 7821.8482 | 22273.0901 | #REF!
| 2040 | 38570.7498 | 684.9791 | 16733.7777 | 104460.3132 | 5683.7193 | 0 | -1.0044 | 7037.6076 | 53.2315 | 454.9788 | 34640.6573 | 19212.5582 | #REF!
| 2050 | 28479.6282 | 0 | 47140.6955 | 183325.2662 | 6449.6964 | 9.1601 | 0 | 34888.6133 | 0 | 258.5171 | 41221.2645 | 18684.4763 | #REF!
| Total energy curtailed [%] | Coal | Nuclear | Gas | Peaking | Hydro | Wind | CSP | Solar PV | Biogas | Biomass | DR | Pumped storage | Other Storage
| 2016 | 17.93% | -1.795% | 74.4% | 92.25% | 8.565% | 12.05% | 10.26% | 1.68% |  | 15.56% |  | 75.51%
| 2030 | 12.33% | 0.4237% | 25.21% | 96.36% | 26.3% | 0.001849% | 0% | 0.02209% | 13.03% | 15.44% | 100% | 87.39%
| 2040 | 31.49% | 4.636% | 64.86% | 94.67% | 31.8% | 0% | -0.01977% | 4.039% | 13.05% | 14.87% | 100% | 75.12%
| 2050 | 37.8% |  | 65.95% | 95.21% | 36.19% | 0.004103% |  | 14.05% |  | 13.95% | 100% | 73.02%
CO2 emissions
| Existing (with decommissioning) [Mt] | Coal | Nuclear | Gas | Peaking | Hydro | Wind | CSP | Solar PV | Biogas | Biomass | DR | Pumped storage | Other Storage | Hydro (incl. PS) | Biomass/-gas | TOTAL
| 2016 | 210.1216 | 0 | 0.27748 | 1.162 | 0 | 0 | 0 | 0 | 0 | 0 | 0 | 0.00059888 | 0 | 0.00059888 | 0 | 211.5616
| 2030 | 133.1901 | 0 | 0.82285 | 0.30037 | 0 | 0 | 0 | 0 | 0 | 0 | 0 | 0.00022543 | 0 | 0.00022543 | 0 | 134.3136
| 2040 | 30.1747 | 0 | 0.83378 | 0.074946 | 0 | 0 | 0 | 0 | 0 | 0 | 0 | 0.0005528 | 0 | 0.0005528 | 0 | 31.0839
| 2050 | 0 | 0 | 0.82139 | 0 | 0 | 0 | 0 | 0 | 0 | 0 | 0 | 0.00061881 | 0 | 0.00061881 | 0 | 0.822
| Committed/under construction (with decommissioning) [Mt] | Coal | Nuclear | Gas | Peaking | Hydro | Wind | CSP | Solar PV | Biogas | Biomass | DR | Pumped storage | Other Storage | Hydro (incl. PS) | Biomass/-gas | TOTAL
| 2016 | 0 | 0 | 0 | 0 | 0 | 0 | 0 | 0 | 0 | 0 | 0 | 0 | 0 | 0 | 0 | 0
| 2030 | 71.367 | 0 | 0 | 0 | 0 | 0 | 0 | 0 | 0 | 0 | 0 | 0.00032132 | 0 | 0.00032132 | 0 | 71.3673
| 2040 | 54.5999 | 0 | 0 | 0 | 0 | 0 | 0 | 0 | 0 | 0 | 0 | 0.00055843 | 0 | 0.00055843 | 0 | 54.6004
| 2050 | 45.7291 | 0 | 0 | 0 | 0 | 0 | 0 | 0 | 0 | 0 | 0 | 0.00058991 | 0 | 0.00058991 | 0 | 45.7297
| New Build (incl. decommissioning) [Mt] | Coal | Nuclear | Gas | Peaking | Hydro | Wind | CSP | Solar PV | Biogas | Biomass | DR | Pumped storage | Other Storage | Hydro (incl. PS) | Biomass/-gas | TOTAL
| 2016 | 0 | 0 | 0 | 0 | 0 | 0 | 0 | 0 | 0 | 0 | 0 | 0 | 0 | 0 | 0 | 0
| 2030 | 0 | 0 | 0 | 0.37005 | 0 | 0 | 0 | 0 | 0 | 0 | 0 | 9.6294e-05 | 0 | 9.6294e-05 | 0 | 0.37014
| 2040 | 0 | 0 | 2.4929 | 3.3028 | 0 | 0 | 0 | 0 | 0 | 0 | 0 | 0.0001615 | 0 | 0.0001615 | 0 | 5.7958
| 2050 | 0 | 0 | 8.1108 | 5.2888 | 0 | 0 | 0 | 0 | 0 | 0 | 0 | 0.00017201 | 0 | 0.00017201 | 0 | 13.3998
| Total [Mt] | Coal | Nuclear | Gas | Peaking | Hydro | Wind | CSP | Solar PV | Biogas | Biomass | DR | Pumped storage | Other Storage | Hydro (incl. PS) | Biomass/-gas | TOTAL
| 2016 | 210.1216 | 0 | 0.27748 | 1.162 | 0 | 0 | 0 | 0 | 0 | 0 | 0 | 0.00059888 | 0 | 0.00059888 | 0 | 211.5616
| 2030 | 204.5571 | 0 | 0.82285 | 0.67042 | 0 | 0 | 0 | 0 | 0 | 0 | 0 | 0.00064305 | 0 | 0.00064305 | 0 | 206.051
| 2040 | 84.7745 | 0 | 3.3266 | 3.3778 | 0 | 0 | 0 | 0 | 0 | 0 | 0 | 0.0012727 | 0 | 0.0012727 | 0 | 91.4802
| 2050 | 45.7291 | 0 | 8.9321 | 5.2888 | 0 | 0 | 0 | 0 | 0 | 0 | 0 | 0.0013807 | 0 | 0.0013807 | 0 | 59.9515
| 2016 | 99.32% | 0% | 0.1312% | 0.5492% | 0% | 0% | 0% | 0% | 0% | 0% | 0% | 0.0002831% | 0% | 0.0002831% | 0% | 100%
| 2030 | 99.27% | 0% | 0.3993% | 0.3254% | 0% | 0% | 0% | 0% | 0% | 0% | 0% | 0.0003121% | 0% | 0.0003121% | 0% | 100%
| 2040 | 92.67% | 0% | 3.636% | 3.692% | 0% | 0% | 0% | 0% | 0% | 0% | 0% | 0.001391% | 0% | 0.001391% | 0% | 100%
| 2050 | 76.28% | 0% | 14.9% | 8.822% | 0% | 0% | 0% | 0% | 0% | 0% | 0% | 0.002303% | 0% | 0.002303% | 0% | 100%
Water usage
| Existing (with decommissioning) [bl] | Coal | Nuclear | Gas | Peaking | Hydro | Wind | CSP | Solar PV | Biogas | Biomass | DR | Pumped storage | Other Storage | Hydro (incl. PS) | Biomass/-gas | TOTAL
| 2016 | 280.5247 | 0 | 0.01497 | 0 | 0 | 0 | 0.066214 | 0 | 0 | 0.35951 | 0 | 0.00059888 | 0 | 0.00059888 | 0.35951 | 280.966
| 2030 | 177.8167 | 0 | 0.044394 | 0 | 0 | 0 | 0.067161 | 0 | 0 | 0.35335 | 0 | 0.00022543 | 0 | 0.00022543 | 0.35335 | 178.2818
| 2040 | 40.285 | 0 | 0.044983 | 0 | 0 | 0 | 0.067735 | 0 | 0 | 0.35772 | 0 | 0.0005528 | 0 | 0.0005528 | 0.35772 | 40.756
| 2050 | 0 | 0 | 0.044315 | 0 | 0 | 0 | 0 | 0 | 0 | 0.36203 | 0 | 0.00061881 | 0 | 0.00061881 | 0.36203 | 0.40697
| Committed/under construction (with decommissioning) [bl] | Coal | Nuclear | Gas | Peaking | Hydro | Wind | CSP | Solar PV | Biogas | Biomass | DR | Pumped storage | Other Storage | Hydro (incl. PS) | Biomass/-gas | TOTAL
| 2016 | 0 | 0 | 0 | 0 | 0 | 0 | 0 | 0 | 0 | 0 | 0 | 0 | 0 | 0 | 0 | 0
| 2030 | 16.896 | 0 | 0 | 0 | 0 | 0 | 0.33752 | 0 | 0 | 0.23271 | 0 | 0.00032132 | 0 | 0.00032132 | 0.23271 | 17.4665
| 2040 | 12.9264 | 0 | 0 | 0 | 0 | 0 | 0.33875 | 0 | 0 | 0.23346 | 0 | 0.00055843 | 0 | 0.00055843 | 0.23346 | 13.4992
| 2050 | 10.8263 | 0 | 0 | 0 | 0 | 0 | 0 | 0 | 0 | 0 | 0 | 0.00058991 | 0 | 0.00058991 | 0 | 10.8268
| New Build (incl. decommissioning) [bl] | Coal | Nuclear | Gas | Peaking | Hydro | Wind | CSP | Solar PV | Biogas | Biomass | DR | Pumped storage | Other Storage | Hydro (incl. PS) | Biomass/-gas | TOTAL
| 2016 | 0 | 0 | 0 | 0 | 0 | 0 | 0 | 0 | 0 | 0 | 0 | 0 | 0 | 0 | 0 | 0
| 2030 | 0 | 0 | 0 | 0 | 0 | 0 | 0 | 0 | 0 | 0 | 0 | 9.6294e-05 | 0 | 9.6294e-05 | 0 | 9.6294e-05
| 2040 | 0 | 0 | 0.13449 | 0 | 0 | 0 | 0 | 0 | 0 | 0 | 0 | 0.0001615 | 0 | 0.0001615 | 0 | 0.13465
| 2050 | 0 | 0 | 0.43758 | 0 | 0 | 0 | 0 | 0 | 0 | 0 | 0 | 0.00017201 | 0 | 0.00017201 | 0 | 0.43776
| Total [bl] | Coal | Nuclear | Gas | Peaking | Hydro | Wind | CSP | Solar PV | Biogas | Biomass | DR | Pumped storage | Other Storage | Hydro (incl. PS) | Biomass/-gas | TOTAL
| 2016 | 280.5247 | 0 | 0.01497 | 0 | 0 | 0 | 0.066214 | 0 | 0 | 0.35951 | 0 | 0.00059888 | 0 | 0.00059888 | 0.35951 | 280.966
| 2030 | 194.7126 | 0 | 0.044394 | 0 | 0 | 0 | 0.40468 | 0 | 0 | 0.58606 | 0 | 0.00064305 | 0 | 0.00064305 | 0.58606 | 195.7484
| 2040 | 53.2113 | 0 | 0.17948 | 0 | 0 | 0 | 0.40649 | 0 | 0 | 0.59118 | 0 | 0.0012727 | 0 | 0.0012727 | 0.59118 | 54.3898
| 2050 | 10.8263 | 0 | 0.4819 | 0 | 0 | 0 | 0 | 0 | 0 | 0.36203 | 0 | 0.0013807 | 0 | 0.0013807 | 0.36203 | 11.6716
| 2016 | 99.84% | 0% | 0.005328% | 0% | 0% | 0% | 0.02357% | 0% | 0% | 0.128% | 0% | 0.0002131% | 0% | 0.0002131% | 0.128% | 100%
| 2030 | 99.47% | 0% | 0.02268% | 0% | 0% | 0% | 0.2067% | 0% | 0% | 0.2994% | 0% | 0.0003285% | 0% | 0.0003285% | 0.2994% | 100%
| 2040 | 97.83% | 0% | 0.33% | 0% | 0% | 0% | 0.7474% | 0% | 0% | 1.087% | 0% | 0.00234% | 0% | 0.00234% | 1.087% | 100%
| 2050 | 92.76% | 0% | 4.129% | 0% | 0% | 0% | 0% | 0% | 0% | 3.102% | 0% | 0.01183% | 0% | 0.01183% | 3.102% | 100%
Generation cost
| Capital costs [R/kW/yr] | 547 | 0 | 0 | 0 | 0 | 0 | 0 | 0 | 0 | 0 | 0 | 0 | 0
| Fixed costs [R/kW/yr] | 650 | 650 | 0 | 161 | 0 | 0 | 0 | 0 | 0 | 0 | 0 | 201 | 0
| Variable costs (incl fuel) [R/kWh] | 0.26832 | 0.12287 | 0.95 | 2.5 | 0.3 | 0.93 | 3.3 | 1.7 | 1.107 | 1.65 | 1.51 | 0.05 | 0
| Existing (with decommissioning) [R-billion] | Coal | Nuclear | Gas | Peaking | Hydro | Wind | CSP | Solar PV | Biogas | Biomass | DR | Pumped storage | Other Storage | Hydro (incl. PS) | Biomass/-gas | TOTAL
| 2016 | 95.4358 | 3.0206 | 0.71827 | 5.6112 | 4.7397 | 3.7407 | 2.7313 | 4.4864 | 0 | 2.6132 | 0 | 0.4673 | 0 | 5.207 | 2.6132 | 123.5646
| 2030 | 60.7605 | 3.0058 | 2.13 | 1.8036 | 3.8901 | 3.8942 | 2.7704 | 4.4601 | 0 | 2.5684 | 0 | 0.37394 | 0 | 4.2641 | 2.5684 | 85.6572
| 2040 | 16.6756 | 2.9402 | 2.1583 | 0.48822 | 3.5955 | 0 | 2.7941 | 1.3198 | 0 | 2.6002 | 0 | 0.45578 | 0 | 4.0513 | 2.6002 | 33.0276
| 2050 | 0.80199 | 0 | 2.1262 | 0 | 3.3498 | 0 | 0 | 0 | 0 | 2.6315 | 0 | 0.47228 | 0 | 3.8221 | 2.6315 | 9.3818
| Capital costs [R/kW/yr] | 4602 | 6454.9045 | 901.1097 | 794.3546 | 0 | 0 | 0 | 0 | 2810 | 0 | 0 | 2328.2524 | 0
| Fixed costs [R/kW/yr] | 924 | 968.0686 | 165.1733 | 160.7978 | 0 | 0 | 0 | 0 | 2373 | 0 | 0 | 201.2708 | 0
| Variable costs (incl fuel) [R/kWh] | 0.36169 | 0.12287 | 1.1311 | 1.7303 | 1.24 | 0.70507 | 2.2908 | 0.79658 | 0.09 | 1.61 | 1.51 | 0 | 0
| Committed/under construction (incl. decommissioning) [R-billion] | Coal | Nuclear | Gas | Peaking | Hydro | Wind | CSP | Solar PV | Biogas | Biomass | DR | Pumped storage | Other Storage | Hydro (incl. PS) | Biomass/-gas | TOTAL
| 2016 | 3.9898 | 0 | 0 | 0 | 0 | 0 | 0 | 0 | 0 | 0 | 0 | 0 | 0 | 0 | 0 | 3.9898
| 2030 | 79.1506 | 0 | 0 | 0 | 0.24286 | 6.3306 | 9.6647 | 1.8827 | 0.30656 | 1.6505 | 0 | 3.3693 | 0 | 3.6122 | 1.9571 | 102.5979
| 2040 | 72.9353 | 0 | 0 | 0 | 0.25406 | 0 | 9.7001 | 1.8937 | 0.30661 | 1.6558 | 0 | 3.3693 | 0 | 3.6234 | 1.9624 | 90.115
| 2050 | 69.6471 | 0 | 0 | 0 | 0.2562 | 0 | 0 | 0 | 0 | 0 | 0 | 3.3693 | 0 | 3.6255 | 0 | 73.2726
| Capital costs [R/kW/yr] | 3559.4977 | 6454.9045 | 901.1097 | 794.3546 | 5564 | 1911 | 0 | 1062 | 1154.079 | 4395 |  | 2328.2524 | 2512
| 2030 | 3559.4977 | 6281 | 901.1097 | 794.3546 | 5564 | 1726 | 7222 | 802 | 1154.079 | 4395 |  | 2328.2524 | 620
| 2040 | 3559.4977 | 6281 | 901.1097 | 794.3546 | 5564 | 1633 | 5660 | 662 | 1154.079 | 4395 |  | 2328.2524 | 310
| 2050 | 3559.4977 | 6281 | 901.1097 | 794.3546 | 5564 | 1541 | 4098 | 523 | 1154.079 | 4395 |  | 2328.2524 | 248
| Fixed costs [R/kW/yr] | 924 | 968.0686 | 165.1733 | 160.7978 | 907.4248 | 0 | 0 | 0 | 422 | 1655.0144 |  | 201.2708 | 618
| 2030 | 924 | 968.0686 | 165.1733 | 160.7978 | 907.4248 | 0 | 0 | 0 | 422 | 1655.0144 |  | 201.2708 | 309
| 2040 | 924 | 968.0686 | 165.1733 | 160.7978 | 907.4248 | 0 | 0 | 0 | 422 | 1655.0144 |  | 201.2708 | 309
| 2050 | 924 | 968.0686 | 165.1733 | 160.7978 | 907.4248 | 0 | 0 | 0 | 422 | 1655.0144 |  | 201.2708 | 309
| Variable costs (incl fuel) [R/kWh] | 0.36169 | 0.12287 | 1.1311 | 1.7303 | 0 | 0 | 0 | 0 | 1.42 | 0.46 | 1.51 | 0 | 0.032
| 2030 | 0.36169 | 0.12287 | 1.1311 | 1.7303 | 0 | 0 | 0 | 0 | 1.42 | 0.46 | 1.51 | 0 | 0.032
| 2040 | 0.36169 | 0.12287 | 1.1311 | 1.7303 | 0 | 0 | 0 | 0 | 1.42 | 0.46 | 1.51 | 0 | 0.032
| 2050 | 0.36169 | 0.12287 | 1.1311 | 1.7303 | 0 | 0 | 0 | 0 | 1.42 | 0.46 | 1.51 | 0 | 0.032
| New Build (incl. decommissioning) [R-billion] | Coal | Nuclear | Gas | Peaking | Hydro | Wind | CSP | Solar PV | Biogas | Biomass | DR | Pumped storage | Other Storage | Hydro (incl. PS) | Biomass/-gas | TOTAL
99.4256 | 2016 | 0 | 0 | 0 | 0 | 0 | 0 | 0 | 0 | 0 | 0 | 0 | 0 | 0 | 0 | 0 | 0
139.9111 | 2030 | 0 | 0 | 0 | 2.1241 | 0 | 22.6106 | 0 | 22.7768 | 0 | 0 | 0 | 0.84233 | 13.0941 | 0.84233 | 0 | 61.4479
89.6109 | 2040 | 0 | 0 | 10.8053 | 22.564 | 0 | 71.3621 | 0 | 63.3534 | 0 | 0 | 0 | 0.84233 | 23.1669 | 0.84233 | 0 | 192.094
70.449 | 2050 | 0 | 0 | 34.3643 | 39.6456 | 0 | 112.3389 | 0 | 73.0108 | 0 | 0 | 0 | 0.84233 | 29.6569 | 0.84233 | 0 | 289.8589
| Total cost [R-billion] | Coal | Nuclear | Gas | Peaking | Hydro | Wind | CSP | Solar PV | Biogas | Biomass | DR | Pumped storage | Other Storage | Hydro (incl. PS) | Biomass/-gas | TOTAL | With CO2 | Total (with Tx/Dx/Other) | Total +CO2 (with Tx/Dx/Other) | Compared to Base Case | Compared to Carbon Budget
| 2016 | 99.4256 | 3.0206 | 0.71827 | 5.6112 | 4.7397 | 3.7407 | 2.7313 | 4.4864 | 0 | 2.6132 | 0 | 0.4673 | 0 | 5.207 | 2.6132 | 127.5543 | 152.9417 | 200.1804 | 225.5678 | -2.4461 | 0
| 2030 | 139.9111 | 3.0058 | 2.13 | 3.9277 | 4.133 | 32.8354 | 12.4351 | 29.1196 | 0.30656 | 4.2189 | 0 | 4.5856 | 13.0941 | 8.7186 | 4.5255 | 249.703 | 274.4291 | 352.7614 | 377.4875 | -31.5203 | -50.6614
| 2040 | 89.6109 | 2.9402 | 12.9636 | 23.0522 | 3.8496 | 71.3621 | 12.4941 | 66.567 | 0.30661 | 4.256 | 0 | 4.6674 | 23.1669 | 8.517 | 4.5626 | 315.2366 | 326.2142 | 443.7659 | 454.7435 | -91.5753 | -85.825
| 2050 | 70.449 | 0 | 36.4905 | 39.6456 | 3.606 | 112.3389 | 0 | 73.0108 | 0 | 2.6315 | 0 | 4.6839 | 29.6569 | 8.29 | 2.6315 | 372.5133 | 379.7075 | 528.981 | 536.1752 | -170.6657 | -159.3215
| 2016 | 77.95% | 2.368% | 0.5631% | 4.399% | 3.716% | 2.933% | 2.141% | 3.517% | 0% | 2.049% | 0% | 0.3664% | 0% | 4.082% | 2.049% | 100%
| 2030 | 56.03% | 1.204% | 0.853% | 1.573% | 1.655% | 13.15% | 4.98% | 11.66% | 0.1228% | 1.69% | 0% | 1.836% | 5.244% | 3.492% | 1.812% | 100%
| 2040 | 28.43% | 0.9327% | 4.112% | 7.313% | 1.221% | 22.64% | 3.963% | 21.12% | 0.09726% | 1.35% | 0% | 1.481% | 7.349% | 2.702% | 1.447% | 100%
| 2050 | 18.91% | 0% | 9.796% | 10.64% | 0.968% | 30.16% | 0% | 19.6% | 0% | 0.7064% | 0% | 1.257% | 7.961% | 2.225% | 0.7064% | 100%
Tariff estimate
| Cost per energy unit (existing) [R/kWh] | Coal | Nuclear | Gas | Peaking | Hydro | Wind | CSP | Solar PV | Biogas | Biomass | DR | Pumped storage | Other Storage | Hydro (incl. PS) | Biomass/-gas
| 2016 | 0.48989 | 0.20487 | 0.95 | 2.7719 | 0.3 | 0.93 | 3.3 | 1.7 |  | 1.65 |  | 0.15606 |  |  |  | 0.51041
| 2030 | 0.49205 | 0.20555 | 0.95 | 3.4467 | 0.3 | 0.93 | 3.3 | 1.7 |  | 1.65 |  | 0.33175 |  |  |  | 0.52175
| 2040 | 0.59607 | 0.20868 | 0.95 | 3.7392 | 0.3 |  | 3.3 | 1.7 |  | 1.65 |  | 0.1649 |  |  |  | 0.52916
| 2050 |  |  | 0.95 |  | 0.3 |  |  |  |  | 1.65 |  | 0.15264 |  |  |  | 0.51853
Cost per energy unit (committed/under construction) [R/kWh]
| 2016 | [15 empty] | 0.016481
| 2030 | 1.0821 |  |  |  | 1.24 | 0.70507 | 2.2908 | 0.79658 | 0.86607 | 1.61 |  | 2.0972 |  |  |  | 0.29866
| 2040 | 1.3034 |  |  |  | 1.24 |  | 2.2908 | 0.79658 | 0.8648 | 1.61 |  | 1.2067 |  |  |  | 0.21034
| 2050 | 1.4861 |  |  |  | 1.24 | [6 empty] | 1.1423 |  |  |  | 0.14049
Cost per energy unit (New) [R/kWh]
| 2016 | [15 empty] | 0
| 2030 |  |  |  | 3.2948 |  | 0.53829 |  | 0.45183 |  |  |  | 1.7495 | 0.83402 |  |  | 0.17887
| 2040 |  |  | 1.5908 | 3.9214 |  | 0.52978 |  | 0.38616 |  |  |  | 1.0431 | 0.5928 |  |  | 0.44837
| 2050 |  |  | 1.5549 | 4.3028 |  | 0.50317 |  | 0.34203 |  |  |  | 0.97942 | 0.56343 |  |  | 0.55575
| Cost per energy unit (All) in R/kWh | [15 empty] | Wholesale tariff | Tariff w/o CO2 | Tariff w CO2
| 2016 | 0.51038 | 0.20487 | 0.95 | 2.7719 | 0.3 | 0.93 | 3.3 | 1.7 |  | 1.65 |  | 0.15606 |  |  |  | 0.52689 | 0.82689 | 0.93259
| 2030 | 0.71156 | 0.20555 | 0.95 | 3.3629 | 0.31399 | 0.59517 | 2.4583 | 0.52565 | 0.86607 | 1.6341 |  | 1.4262 | 0.83402 |  |  | 0.72688 | 1.0269 | 1.0946
| 2040 | 1.0676 | 0.20868 | 1.4302 | 3.9174 | 0.3158 | 0.52978 | 2.4589 | 0.39809 | 0.8648 | 1.6342 |  | 0.73345 | 0.5928 |  |  | 0.73579 | 1.0358 | 1.0586
| 2050 | 1.5032 |  | 1.4993 | 4.3028 | 0.31708 | 0.50317 |  | 0.34203 |  | 1.65 |  | 0.67848 | 0.56343 |  |  | 0.71423 | 1.0142 | 1.0264
Localised jobs
| Capex - direct (committed + new build) | Coal | Nuclear | Gas | Peaking | Hydro | Wind | CSP | Solar PV | Biogas | Biomass | DR | Pumped storage | Other Storage | Hydro (incl. PS) | Biomass/-gas | TOTAL
| 2016 | 0 | 0 | 0 | 0 | 0 | 0 | 0 | 0 | 0 | 0 | 0 | 0 | 0 | 0 | 0 | 0
| 2030 | 17416.8229 | 0 | 0 | 353.0057 | 0 | 7268.5714 | 1578.5714 | 18518.7886 | 0 | 0 | 0 | 0 | 0 | 0 | 0 | 45135.76
| 2040 | 24383.552 | 0 | 1370.304 | 6177.6 | 0 | 27968 | 2210 | 84611.904 | 0 | 0 | 0 | 0 | 0 | 0 | 0 | 146721.36
| 2050 | 24383.552 | 0 | 4110.912 | 11613.888 | 0 | 46656 | 0 | 121731.2 | 0 | 0 | 0 | 0 | 0 | 0 | 0 | 208495.552
| Opex - direct (existing, committed, new build) | Coal | Nuclear | Gas | Peaking | Hydro | Wind | CSP | Solar PV | Biogas | Biomass | DR | Pumped storage | Other Storage | Hydro (incl. PS) | Biomass/-gas | TOTAL
| 2016 | 45896.9543 | 1194.2542 | 24.1945 | 64.778 | 0 | 482.666 | 107.5971 | 290.2995 | 0 | 0 | 0 | 0 | 0 | 0 | 0 | 48060.7435
| 2030 | 46325.192 | 1184.5142 | 71.7472 | 37.3751 | 0 | 6620.4172 | 657.6044 | 6093.7379 | 0 | 0 | 0 | 0 | 0 | 0 | 0 | 60990.5882
| 2040 | 19774.8602 | 1141.2314 | 290.0615 | 188.307 | 0 | 16164.1 | 660.5428 | 18393.6768 | 0 | 0 | 0 | 0 | 0 | 0 | 0 | 56612.7797
| 2050 | 11041.8444 | 0 | 778.8245 | 294.8479 | 0 | 26791.4505 | 0 | 23481.027 | 0 | 0 | 0 | 0 | 0 | 0 | 0 | 62387.9943
| Capex - suppliers (committed + new build) | Coal | Nuclear | Gas | Peaking | Hydro | Wind | CSP | Solar PV | Biogas | Biomass | DR | Pumped storage | Other Storage | Hydro (incl. PS) | Biomass/-gas | TOTAL
| 2016 | 0 | 0 | 0 | 0 | 0 | 0 | 0 | 0 | 0 | 0 | 0 | 0 | 0 | 0 | 0 | 0
| 2030 | 3771.1329 | 0 | 0 | 60.3429 | 0 | 4948.7429 | 546.4286 | 10448.6743 | 0 | 0 | 0 | 0 | 0 | 0 | 0 | 19775.3214
| 2040 | 5712.064 | 0 | 234.24 | 1056 | 0 | 19228 | 765 | 47739.744 | 0 | 0 | 0 | 0 | 0 | 0 | 0 | 74735.048
| 2050 | 5712.064 | 0 | 702.72 | 1985.28 | 0 | 32076 | 0 | 68683.2 | 0 | 0 | 0 | 0 | 0 | 0 | 0 | 109159.264
| Opex - suppliers (existing, committed, new build) | Coal | Nuclear | Gas | Peaking | Hydro | Wind | CSP | Solar PV | Biogas | Biomass | DR | Pumped storage | Other Storage | Hydro (incl. PS) | Biomass/-gas | TOTAL
|  | 28685.5964 | 176.9265 | 4.5365 | 12.1459 | 0 | 16.0889 | 12.415 | 47.5036 | 0 | 0 | 0 | 0 | 0 | 0 | 0 | 28955.2128
|  | 28953.245 | 175.4836 | 13.4526 | 7.0078 | 0 | 220.6806 | 75.8774 | 997.1571 | 0 | 0 | 0 | 0 | 0 | 0 | 0 | 30442.9042
|  | 12359.2876 | 169.0713 | 54.3865 | 35.3076 | 0 | 538.8033 | 76.2165 | 3009.8744 | 0 | 0 | 0 | 0 | 0 | 0 | 0 | 16242.9472
|  | 6901.1527 | 0 | 146.0296 | 55.284 | 0 | 893.0483 | 0 | 3842.3499 | 0 | 0 | 0 | 0 | 0 | 0 | 0 | 11837.8645
| Total | Coal | Nuclear | Gas | Peaking | Hydro | Wind | CSP | Solar PV | Biogas | Biomass | DR | Pumped storage | Other Storage | Hydro (incl. PS) | Biomass/-gas | TOTAL
|  | 74582.5507 | 1371.1807 | 28.7309 | 76.9239 | 0 | 498.7548 | 120.0121 | 337.803 | 0 | 0 | 0 | 0 | 0 | 0 | 0 | 77015.9563
|  | 96466.3928 | 1359.9978 | 85.1998 | 457.7315 | 0 | 19058.4121 | 2858.4819 | 36058.3579 | 0 | 0 | 0 | 0 | 0 | 0 | 0 | 156344.5738
|  | 62229.7638 | 1310.3027 | 1948.9921 | 7457.2145 | 0 | 63898.9034 | 3711.7593 | 153755.1992 | 0 | 0 | 0 | 0 | 0 | 0 | 0 | 294312.1349
|  | 48038.6131 | 0 | 5738.4861 | 13949.2999 | 0 | 106416.4988 | 0 | 217737.7769 | 0 | 0 | 0 | 0 | 0 | 0 | 0 | 391880.6749

## O-BC-LowD
CAPACITY
| Existing (with decommissioning) [MW] | Coal | Nuclear | Gas | Peaking | Hydro | Wind | CSP | Solar PV | Biogas | Biomass | DR | Pumped storage | Other Storage | Hydro (incl. PS) | Biomass/-gas | TOTAL
| 2016 | 36060 | 1860 | 424.6 | 3419 | 2179 | 1306 | 200 | 1479 | 0 | 264 | 0 | 1580 | 0 | 3759 | 264 | 48771.6
| 2030 | 23080 | 1860 | 424.6 | 3077 | 2179 | 1306 | 200 | 1479 | 0 | 264 | 0 | 1580 | 0 | 3759 | 264 | 35449.6
| 2040 | 7660 | 1860 | 424.6 | 1005 | 2179 | 0 | 200 | 435 | 0 | 264 | 0 | 1580 | 0 | 3759 | 264 | 15607.6
| 2050 | 670 | 0 | 424.6 | 0 | 2179 | 0 | 0 | 0 | 0 | 264 | 0 | 1580 | 0 | 3759 | 264 | 5117.6
| Committed/under construction (with decommissioning) [MW] | Coal | Nuclear | Gas | Peaking | Hydro | Wind | CSP | Solar PV | Biogas | Biomass | DR | Pumped storage | Other Storage | Hydro (incl. PS) | Biomass/-gas | TOTAL
| 2016 | 722 | 0 | 0 | 0 | 0 | 154 | 0 | 0 | 0 | 0 | 0 | 0 | 0 | 0 | 0 | 876
| 2030 | 9536 | 0 | 0 | 0 | 45 | 2800 | 850 | 1332 | 53 | 153 | 0 | 1332 | 0 | 1377 | 206 | 16101
| 2040 | 9536 | 0 | 0 | 0 | 45 | 0 | 850 | 1332 | 53 | 153 | 0 | 1332 | 0 | 1377 | 206 | 13301
| 2050 | 9536 | 0 | 0 | 0 | 45 | 0 | 0 | 0 | 0 | 0 | 0 | 1332 | 0 | 1377 | 0 | 10913
| New Build (incl. decommissioning) [MW] | Coal | Nuclear | Gas | Peaking | Hydro | Wind | CSP | Solar PV | Biogas | Biomass | DR | Pumped storage | Other Storage | Hydro (incl. PS) | Biomass/-gas | TOTAL
| 2016 | [13 empty] | 0 | 0 | 0
| 2030 | 0 | 0 | 5124 | 5808 | 0 | 7000 | 0 | 4100 | 250 | 0 | 0 | 333 | 6 | 333 | 250 | 22621
| 2040 | 9000 | 0 | 8784 | 11352 | 2500 | 21300 | 0 | 10600 | 255 | 0 | 0 | 333 | 6 | 2833 | 255 | 64130
| 2050 | 17250 | 0 | 10980 | 14784 | 2500 | 30400 | 0 | 15800 | 255 | 0 | 0 | 333 | 6 | 2833 | 255 | 92308
| Total Installed capacity [MW] | Coal | Nuclear | Gas | Peaking | Hydro | Wind | CSP | Solar PV | Biogas | Biomass | DR | Pumped storage | Other Storage | Hydro (incl. PS) | Biomass/-gas | TOTAL
36782 | 2016 | 36782 | 1860 | 424.6 | 3419 | 2179 | 1460 | 200 | 1479 | 0 | 264 | 0 | 1580 | 0 | 3759 | 264 | 49647.6
32616 | 2030 | 32616 | 1860 | 5548.6 | 8885 | 2224 | 11106 | 1050 | 6911 | 303 | 417 | 0 | 3245 | 6 | 5469 | 720 | 74171.6
17196 | 2040 | 26196 | 1860 | 9208.6 | 12357 | 4724 | 21300 | 1050 | 12367 | 308 | 417 | 0 | 3245 | 6 | 7969 | 725 | 93038.6
10206 | 2050 | 27456 | 0 | 11404.6 | 14784 | 4724 | 30400 | 0 | 15800 | 255 | 264 | 0 | 3245 | 6 | 7969 | 519 | 108338.6
| 2016 | 74.09% | 3.746% | 0.8552% | 6.887% | 4.389% | 2.941% | 0.4028% | 2.979% | 0% | 0.5317% | 0% | 3.182% | 0% | 7.571% | 0.5317% | 100%
| 2030 | 43.97% | 2.508% | 7.481% | 11.98% | 2.998% | 14.97% | 1.416% | 9.318% | 0.4085% | 0.5622% | 0% | 4.375% | 0.008089% | 7.373% | 0.9707% | 100%
| 2040 | 28.16% | 1.999% | 9.898% | 13.28% | 5.077% | 22.89% | 1.129% | 13.29% | 0.331% | 0.4482% | 0% | 3.488% | 0.006449% | 8.565% | 0.7792% | 100%
| 2050 | 25.34% | 0% | 10.53% | 13.65% | 4.36% | 28.06% | 0% | 14.58% | 0.2354% | 0.2437% | 0% | 2.995% | 0.005538% | 7.356% | 0.4791% | 100%
ENERGY GENERATED
| Existing (with decommissioning) [GWh] | Coal | Nuclear | Gas | Peaking | Hydro | Wind | CSP | Solar PV | Biogas | Biomass | DR | Pumped storage | Other Storage | Hydro (incl. PS) | Biomass/-gas | TOTAL
| 2016 | 194808.8043 | 14743.8788 | 756.0768 | 2024.3137 | 15799.1243 | 4022.2163 | 827.6699 | 2639.0862 | 0 | 1583.7347 | 0 | 2994.393 | 0 | 18793.5172 | 1583.7347 | 240199.298
| 2030 | 135132.5448 | 14610.1367 | 2228.6476 | 212.155 | 12827.2186 | 4187.0016 | 839.4403 | 2623.3784 | 0 | 1592.1826 | 0 | 2460.1822 | 0 | 15287.4008 | 1592.1826 | 176712.8878 |  |  |  |  | 132486 | 14324 | 2185 | 208 | 12576 | 4105 | 823 | 2572 | 0 | 1561 | 0 | 2412
| 2040 | 42180.8227 | 14677.2231 | 2249.5368 | 84.3576 | 12914.7512 | 0 | 844.5805 | 776.291 | 0 | 1618.8631 | 0 | 2447.3755 | 0 | 15362.1267 | 1618.8631 | 77793.8014 |  |  |  |  | 42002 | 14615 | 2240 | 84 | 12860 | 0 | 841 | 773 | 0 | 1612 | 0 | 2437
| 2050 | 0 | 0 | 2210.3501 | 0 | 12907.9561 | 0 | 0 | 0 | 0 | 1604.8444 | 0 | 2461.7113 | 0 | 15369.6673 | 1604.8444 | 19184.8618 |  |  |  |  | 0 | 0 | 2172 | 0 | 12684 | 0 | 0 | 0 | 0 | 1577 | 0 | 2419
| Committed/under construction (with decommissioning) [GWh] | Coal | Nuclear | Gas | Peaking | Hydro | Wind | CSP | Solar PV | Biogas | Biomass | DR | Pumped storage | Other Storage | Hydro (incl. PS) | Biomass/-gas | TOTAL
| 2016 | 5136.717 | 0 | 0 | 0 | 0 | 474.2889 | 83.7231 | 0 | 0 | 38.5012 | 0 | 0 | 0 | 0 | 38.5012 | 5733.2301
| 2030 | 68834.1026 | 0 | 0 | 0 | 201.9553 | 8977.829 | 4213.521 | 2363.2845 | 353.9317 | 1026.0959 | 0 | 3052.7883 | 0 | 3254.7435 | 1380.0276 | 89023.5082 |  |  |  |  | 67486 | 0 | 0 | 0 | 198 | 8802 | 4131 | 2317 | 347 | 1006 | 0 | 2993
| 2040 | 70798.1438 | 0 | 0 | 0 | 198.843 | 0 | 4223.907 | 2377.0775 | 357.5157 | 1030.3682 | 0 | 2961.5553 | 0 | 3160.3983 | 1387.8838 | 81947.4104 |  |  |  |  | 70498 | 0 | 0 | 0 | 198 | 0 | 4206 | 2367 | 356 | 1026 | 0 | 2949
| 2050 | 70500.1949 | 0 | 0 | 0 | 196.4077 | 0 | 0 | 0 | 0 | 0 | 0 | 2872.8445 | 0 | 3069.2522 | 0 | 73569.4471 |  |  |  |  | 69277 | 0 | 0 | 0 | 193 | 0 | 0 | 0 | 0 | 0 | 0 | 2823
| New Build (incl. decommissioning) [GWh] | Coal | Nuclear | Gas | Peaking | Hydro | Wind | CSP | Solar PV | Biogas | Biomass | DR | Pumped storage | Other Storage | Hydro (incl. PS) | Biomass/-gas | TOTAL
| 2016 | 0 | 0 | 0 | 0 | 0 | 0 | 0 | 0 | 0 | 0 | 0 | 0 | 0 | 0 | 0 | 0
| 2030 | 0 | 0 | 14803.9322 | 2416.3232 | 0 | 22435.3928 | 0 | 7278.549 | 1855.3364 | 0 | 0 | 0 | 0 | 0 | 1855.3364 | 48789.5336 |  |  |  |  | 0 | 0 | 14514 | 2369 | 0 | 21996 | 0 | 7136 | 1819 | 0 | 0 | 0
| 2040 | 66996.025 | 0 | 26926.1515 | 3124.245 | 15437.446 | 65568.9751 | 0 | 18948.3301 | 1860.8891 | 0 | 0 | 0 | 0 | 15437.446 | 1860.8891 | 198862.0619 |  |  |  |  | 66712 | 0 | 26812 | 3111 | 15372 | 65291 | 0 | 18868 | 1853 | 0 | 0 | 0
| 2050 | 124290.4687 | 0 | 30791.2351 | 3270.7482 | 15529.4394 | 92698.3378 | 0 | 28031.3505 | 1832.7995 | 0 | 0 | 0 | 0 | 15529.4394 | 1832.7995 | 296444.3793 |  |  |  |  | 122134 | 0 | 30257 | 3214 | 15260 | 91090 | 0 | 27545 | 1801 | 0 | 0 | 0
| Total energy [GWh] | Coal | Nuclear | Gas | Peaking | Hydro | Wind | CSP | Solar PV | Biogas | Biomass | DR | Pumped storage | Other Storage | Hydro (incl. PS) | Biomass/-gas | TOTAL |  |  | RE share [GWh] | RE share [%]
199945.5213 | 2016 | 199945.5213 | 14743.8788 | 756.0768 | 2024.3137 | 15799.1243 | 4496.5052 | 911.393 | 2639.0862 | 0 | 1622.2359 | 0 | 2994.393 | 0 | 18793.5172 | 1622.2359 | 245932.5282 |  |  | 25468.3446 | 10.36% | 240333.531
203966.6474 | 2030 | 203966.6474 | 14610.1367 | 17032.5798 | 2628.4782 | 13029.1739 | 35600.2235 | 5052.9613 | 12265.2118 | 2209.2681 | 2618.2785 | 0 | 5512.9705 | 0 | 18542.1443 | 4827.5466 | 314525.9296 |  |  | 70775.117 | 22.5% | 301332.7834
112978.9665 | 2040 | 179974.9915 | 14677.2231 | 29175.6883 | 3208.6026 | 28551.0402 | 65568.9751 | 5068.4875 | 22101.6986 | 2218.4048 | 2649.2312 | 0 | 5408.9308 | 0 | 33959.9709 | 4867.636 | 358603.2737 |  |  | 126157.8374 | 35.18% | 350073.4726
70500.1949 | 2050 | 194790.6636 | 0 | 33001.5852 | 3270.7482 | 28633.8032 | 92698.3378 | 0 | 28031.3505 | 1832.7995 | 1604.8444 | 0 | 5334.5558 | 0 | 33968.359 | 3437.6439 | 389198.6882 |  |  | 152801.1354 | 39.26% | 375620.371
| 2016 | 81.3% | 5.995% | 0.3074% | 0.8231% | 6.424% | 1.828% | 0.3706% | 1.073% | 0% | 0.6596% | 0% | 1.218% | 0% | 7.642% | 0.6596% | 100%
| 2030 | 64.85% | 4.645% | 5.415% | 0.8357% | 4.142% | 11.32% | 1.607% | 3.9% | 0.7024% | 0.8325% | 0% | 1.753% | 0% | 5.895% | 1.535% | 100%
| 2040 | 50.19% | 4.093% | 8.136% | 0.8947% | 7.962% | 18.28% | 1.413% | 6.163% | 0.6186% | 0.7388% | 0% | 1.508% | 0% | 9.47% | 1.357% | 100%
| 2050 | 50.05% | 0% | 8.479% | 0.8404% | 7.357% | 23.82% | 0% | 7.202% | 0.4709% | 0.4123% | 0% | 1.371% | 0% | 8.728% | 0.8833% | 100%
CAPACITY FACTOR
| Existing (with decommissioning) [%] | Coal | Nuclear | Gas | Peaking | Hydro | Wind | CSP | Solar PV | Biogas | Biomass | DR | Pumped storage | Other Storage | Hydro (incl. PS) | Biomass/-gas
| 2016 | 61.67% | 90.49% | 20.33% | 6.759% | 82.77% | 35.16% | 47.24% | 20.37% | 0% | 68.48% | 0% | 21.63% | 0% | 57.07% | 68.48%
| 2030 | 66.84% | 89.67% | 59.92% | 0.7871% | 67.2% | 36.6% | 47.91% | 20.25% | 0% | 68.85% | 0% | 17.77% | 0% | 46.43% | 68.85%
| 2040 | 62.86% | 90.08% | 60.48% | 0.9582% | 67.66% | 0% | 48.21% | 20.37% | 0% | 70% | 0% | 17.68% | 0% | 46.65% | 70%
| 2050 | 0% | 0% | 59.43% | 0% | 67.62% | 0% | 0% | 0% | 0% | 69.39% | 0% | 17.79% | 0% | 46.68% | 69.39%
| Committed/under construction (with decommissioning) [%] | Coal | Nuclear | Gas | Peaking | Hydro | Wind | CSP | Solar PV | Biogas | Biomass | DR | Pumped storage | Other Storage | Hydro (incl. PS) | Biomass/-gas
| 2016 | 81.22% | 0% | 0% | 0% | 0% | 35.16% | 0% | 0% | 0% | 0% | 0% | 0% | 0% | 0% | 0%
| 2030 | 82.4% | 0% | 0% | 0% | 51.23% | 36.6% | 56.59% | 20.25% | 76.23% | 76.56% | 0% | 26.16% | 0% | 26.98% | 76.47%
| 2040 | 84.75% | 0% | 0% | 0% | 50.44% | 0% | 56.73% | 20.37% | 77% | 76.88% | 0% | 25.38% | 0% | 26.2% | 76.91%
| 2050 | 84.4% | 0% | 0% | 0% | 49.82% | 0% | 0% | 0% | 0% | 0% | 0% | 24.62% | 0% | 25.44% | 0%
| New Build (incl. decommissioning) [%] | Coal | Nuclear | Gas | Peaking | Hydro | Wind | CSP | Solar PV | Biogas | Biomass | DR | Pumped storage | Other Storage | Hydro (incl. PS) | Biomass/-gas
| 2016 | 0% | 0% | 0% | 0% | 0% | 0% | 0% | 0% | 0% | 0% | 0% | 0% | 0% | 0% | 0%
| 2030 | 0% | 0% | 32.98% | 4.749% | 0% | 36.59% | 0% | 20.27% | 84.72% | 0% | 0% | 0% | 0% | 0% | 84.72%
| 2040 | 84.98% | 0% | 34.99% | 3.142% | 70.49% | 35.14% | 0% | 20.41% | 83.31% | 0% | 0% | 0% | 0% | 62.2% | 83.31%
| 2050 | 82.25% | 0% | 32.01% | 2.526% | 70.91% | 34.81% | 0% | 20.25% | 82.05% | 0% | 0% | 0% | 0% | 62.58% | 82.05%
| All [%] | Coal | Nuclear | Gas | Peaking | Hydro | Wind | CSP | Solar PV | Biogas | Biomass | DR | Pumped storage | Other Storage | Hydro (incl. PS) | Biomass/-gas
| 2016 | 62.05% | 90.49% | 20.33% | 6.759% | 82.77% | 35.16% | 52.02% | 20.37% | 0% | 70.15% | 0% | 21.63% | 0% | 57.07% | 70.15%
| 2030 | 71.39% | 89.67% | 35.04% | 3.377% | 66.88% | 36.59% | 54.94% | 20.26% | 83.23% | 71.68% | 0% | 19.39% | 0% | 38.7% | 76.54%
| 2040 | 78.43% | 90.08% | 36.17% | 2.964% | 68.99% | 35.14% | 55.1% | 20.4% | 82.22% | 72.52% | 0% | 19.03% | 0% | 48.65% | 76.64%
| 2050 | 80.99% | 0% | 33.03% | 2.526% | 69.19% | 34.81% | 0% | 20.25% | 82.05% | 69.39% | 0% | 18.77% | 0% | 48.66% | 75.61%
ENERGY AVAILABLE/CURTAILED
| Total energy available [GWh] | Coal | Nuclear | Gas | Peaking | Hydro | Wind | CSP | Solar PV | Biogas | Biomass | DR | Pumped storage | Other Storage
| 2016 | 237361.2397 | 14483.9089 | 2953.3918 | 26109.1118 | 17279.1553 | 4573.4047 | 922.3032 | 2684.1838 | 0 | 1875.5851 | 0 | 12224.544 | #REF! | [7 empty] | 235642 | 14379 | 2932 | 25920 | 17154 | 4540.2789 | 915.6228 | 2664.7419 | 0 | 1862 | 0 | 12136
| 2030 | 224465.1058 | 14666.2354 | 42780.8548 | 68808.6032 | 17763.9026 | 35608.3833 | 5053.9812 | 12265.2118 | 2264.3468 | 3067.0679 | 0 | 25587.1188 | #REF! | [7 empty] | 220069 | 14379 | 41943 | 67461 | 17416 | 34911 | 4955 | 12025 | 2220 | 3007 | 0 | 25086
| 2040 | 193027.3259 | 14753.5466 | 71398.6898 | 96097.3982 | 38123.6224 | 65648.3115 | 5067.4832 | 22103.7071 | 2311.8007 | 3064.9938 | 0 | 25617.6041 | #REF! | [7 empty] | 192209 | 14691 | 71096 | 95690 | 37962 | 65370 | 5046 | 22010 | 2302 | 3052 | 0 | 25509
| 2050 | 212178.3439 | 0 | 88766.1128 | 114884.2689 | 38123.4508 | 93094.2062 | 0 | 28104.6218 | 1898.9472 | 1860.2762 | 0 | 25652.0694 | #REF! | [7 empty] | 208497 | 0 | 87226 | 112891 | 37462 | 91479 | 0 | 27617 | 1866 | 1828 | 0 | 25207
| Total energy curtailed [GWh] | Coal | Nuclear | Gas | Peaking | Hydro | Wind | CSP | Solar PV | Biogas | Biomass | DR | Pumped storage | Other Storage
| 2016 | 37415.7183 | -259.9699 | 2197.3151 | 24084.7982 | 1480.031 | 76.8995 | 10.9102 | 45.0975 | 0 | 253.3492 | 0 | 9230.1511 | #REF!
| 2030 | 20498.4584 | 56.0987 | 25748.275 | 66180.125 | 4734.7287 | 8.1598 | 1.02 | 0 | 55.0787 | 448.7895 | 0 | 20074.1483 | #REF!
| 2040 | 13052.3345 | 76.3236 | 42223.0015 | 92888.7956 | 9572.5823 | 79.3363 | -1.0043 | 2.0085 | 93.3959 | 415.7626 | 0 | 20208.6733 | #REF!
| 2050 | 17387.6803 | 0 | 55764.5276 | 111613.5207 | 9489.6476 | 395.8684 | 0 | 73.2713 | 66.1477 | 255.4318 | 0 | 20317.5136 | #REF!
| Total energy curtailed [%] | Coal | Nuclear | Gas | Peaking | Hydro | Wind | CSP | Solar PV | Biogas | Biomass | DR | Pumped storage | Other Storage
| 2016 | 15.76% | -1.795% | 74.4% | 92.25% | 8.565% | 1.681% | 1.183% | 1.68% |  | 13.51% |  | 75.51%
| 2030 | 9.132% | 0.3825% | 60.19% | 96.18% | 26.65% | 0.02292% | 0.02018% | 0% | 2.432% | 14.63% |  | 78.45%
| 2040 | 6.762% | 0.5173% | 59.14% | 96.66% | 25.11% | 0.1209% | -0.01982% | 0.009087% | 4.04% | 13.56% |  | 78.89%
| 2050 | 8.195% |  | 62.82% | 97.15% | 24.89% | 0.4252% |  | 0.2607% | 3.483% | 13.73% |  | 79.2%
CO2 emissions
| Existing (with decommissioning) [Mt] | Coal | Nuclear | Gas | Peaking | Hydro | Wind | CSP | Solar PV | Biogas | Biomass | DR | Pumped storage | Other Storage | Hydro (incl. PS) | Biomass/-gas | TOTAL
| 2016 | 210.1216 | 0 | 0.27748 | 1.162 | 0 | 0 | 0 | 0 | 0 | 0 | 0 | 0.00059888 | 0 | 0.00059888 | 0 | 211.5616
| 2030 | 145.7545 | 0 | 0.81791 | 0.12178 | 0 | 0 | 0 | 0 | 0 | 0 | 0 | 0.00049204 | 0 | 0.00049204 | 0 | 146.6947
| 2040 | 45.4964 | 0 | 0.82558 | 0.048421 | 0 | 0 | 0 | 0 | 0 | 0 | 0 | 0.00048948 | 0 | 0.00048948 | 0 | 46.3709
| 2050 | 0 | 0 | 0.8112 | 0 | 0 | 0 | 0 | 0 | 0 | 0 | 0 | 0.00049234 | 0 | 0.00049234 | 0 | 0.81169
| Committed/under construction (with decommissioning) [Mt] | Coal | Nuclear | Gas | Peaking | Hydro | Wind | CSP | Solar PV | Biogas | Biomass | DR | Pumped storage | Other Storage | Hydro (incl. PS) | Biomass/-gas | TOTAL
| 2016 | 5.012 | 0 | 0 | 0 | 0 | 0 | 0 | 0 | 0 | 0 | 0 | 0 | 0 | 0 | 0 | 5.012
| 2030 | 67.163 | 0 | 0 | 0 | 0 | 0 | 0 | 0 | 0 | 0 | 0 | 0.00061056 | 0 | 0.00061056 | 0 | 67.1636
| 2040 | 69.0794 | 0 | 0 | 0 | 0 | 0 | 0 | 0 | 0 | 0 | 0 | 0.00059231 | 0 | 0.00059231 | 0 | 69.08
| 2050 | 68.7887 | 0 | 0 | 0 | 0 | 0 | 0 | 0 | 0 | 0 | 0 | 0.00057457 | 0 | 0.00057457 | 0 | 68.7892
| New Build (incl. decommissioning) [Mt] | Coal | Nuclear | Gas | Peaking | Hydro | Wind | CSP | Solar PV | Biogas | Biomass | DR | Pumped storage | Other Storage | Hydro (incl. PS) | Biomass/-gas | TOTAL
| 2016 | 0 | 0 | 0 | 0 | 0 | 0 | 0 | 0 | 0 | 0 | 0 | 0 | 0 | 0 | 0 | 0
| 2030 | 0 | 0 | 5.433 | 1.387 | 0 | 0 | 0 | 0 | 0 | 0 | 0 | 0 | 0 | 0 | 0 | 6.82
| 2040 | 65.3696 | 0 | 9.8819 | 1.7933 | 0 | 0 | 0 | 0 | 0 | 0 | 0 | 0 | 0 | 0 | 0 | 77.0448
| 2050 | 121.2731 | 0 | 11.3004 | 1.8774 | 0 | 0 | 0 | 0 | 0 | 0 | 0 | 0 | 0 | 0 | 0 | 134.4509
| Total [Mt] | Coal | Nuclear | Gas | Peaking | Hydro | Wind | CSP | Solar PV | Biogas | Biomass | DR | Pumped storage | Other Storage | Hydro (incl. PS) | Biomass/-gas | TOTAL
| 2016 | 215.1336 | 0 | 0.27748 | 1.162 | 0 | 0 | 0 | 0 | 0 | 0 | 0 | 0.00059888 | 0 | 0.00059888 | 0 | 216.5736
| 2030 | 212.9175 | 0 | 6.251 | 1.5087 | 0 | 0 | 0 | 0 | 0 | 0 | 0 | 0.0011026 | 0 | 0.0011026 | 0 | 220.6783
| 2040 | 179.9454 | 0 | 10.7075 | 1.8417 | 0 | 0 | 0 | 0 | 0 | 0 | 0 | 0.0010818 | 0 | 0.0010818 | 0 | 192.4957
| 2050 | 190.0618 | 0 | 12.1116 | 1.8774 | 0 | 0 | 0 | 0 | 0 | 0 | 0 | 0.0010669 | 0 | 0.0010669 | 0 | 204.0518
| 2016 | 99.34% | 0% | 0.1281% | 0.5365% | 0% | 0% | 0% | 0% | 0% | 0% | 0% | 0.0002765% | 0% | 0.0002765% | 0% | 100%
| 2030 | 96.48% | 0% | 2.833% | 0.6837% | 0% | 0% | 0% | 0% | 0% | 0% | 0% | 0.0004996% | 0% | 0.0004996% | 0% | 100%
| 2040 | 93.48% | 0% | 5.562% | 0.9568% | 0% | 0% | 0% | 0% | 0% | 0% | 0% | 0.000562% | 0% | 0.000562% | 0% | 100%
| 2050 | 93.14% | 0% | 5.936% | 0.9201% | 0% | 0% | 0% | 0% | 0% | 0% | 0% | 0.0005229% | 0% | 0.0005229% | 0% | 100%
Water usage
| Existing (with decommissioning) [bl] | Coal | Nuclear | Gas | Peaking | Hydro | Wind | CSP | Solar PV | Biogas | Biomass | DR | Pumped storage | Other Storage | Hydro (incl. PS) | Biomass/-gas | TOTAL
| 2016 | 280.5247 | 0 | 0.01497 | 0 | 0 | 0 | 0.066214 | 0 | 0 | 0.35951 | 0 | 0.00059888 | 0 | 0.00059888 | 0.35951 | 280.966
| 2030 | 194.5909 | 0 | 0.044127 | 0 | 0 | 0 | 0.067155 | 0 | 0 | 0.36143 | 0 | 0.00049204 | 0 | 0.00049204 | 0.36143 | 195.0641
| 2040 | 60.7404 | 0 | 0.044541 | 0 | 0 | 0 | 0.067566 | 0 | 0 | 0.36748 | 0 | 0.00048948 | 0 | 0.00048948 | 0.36748 | 61.2205
| 2050 | 0 | 0 | 0.043765 | 0 | 0 | 0 | 0 | 0 | 0 | 0.3643 | 0 | 0.00049234 | 0 | 0.00049234 | 0.3643 | 0.40856
| Committed/under construction (with decommissioning) [bl] | Coal | Nuclear | Gas | Peaking | Hydro | Wind | CSP | Solar PV | Biogas | Biomass | DR | Pumped storage | Other Storage | Hydro (incl. PS) | Biomass/-gas | TOTAL
| 2016 | 1.1866 | 0 | 0 | 0 | 0 | 0 | 0.0066978 | 0 | 0 | 0.0087398 | 0 | 0 | 0 | 0 | 0.0087398 | 1.202
| 2030 | 15.9007 | 0 | 0 | 0 | 0 | 0 | 0.33708 | 0 | 0 | 0.23292 | 0 | 0.00061056 | 0 | 0.00061056 | 0.23292 | 16.4713
| 2040 | 16.3544 | 0 | 0 | 0 | 0 | 0 | 0.33791 | 0 | 0 | 0.23389 | 0 | 0.00059231 | 0 | 0.00059231 | 0.23389 | 16.9268
| 2050 | 16.2855 | 0 | 0 | 0 | 0 | 0 | 0 | 0 | 0 | 0 | 0 | 0.00057457 | 0 | 0.00057457 | 0 | 16.2861
| New Build (incl. decommissioning) [bl] | Coal | Nuclear | Gas | Peaking | Hydro | Wind | CSP | Solar PV | Biogas | Biomass | DR | Pumped storage | Other Storage | Hydro (incl. PS) | Biomass/-gas | TOTAL
| 2016 | 0 | 0 | 0 | 0 | 0 | 0 | 0 | 0 | 0 | 0 | 0 | 0 | 0 | 0 | 0 | 0
| 2030 | 0 | 0 | 0.29312 | 0 | 0 | 0 | 0 | 0 | 0 | 0 | 0 | 0 | 0 | 0 | 0 | 0.29312
| 2040 | 15.4761 | 0 | 0.53314 | 0 | 0 | 0 | 0 | 0 | 0 | 0 | 0 | 0 | 0 | 0 | 0 | 16.0092
| 2050 | 28.7111 | 0 | 0.60967 | 0 | 0 | 0 | 0 | 0 | 0 | 0 | 0 | 0 | 0 | 0 | 0 | 29.3208
| Total [bl] | Coal | Nuclear | Gas | Peaking | Hydro | Wind | CSP | Solar PV | Biogas | Biomass | DR | Pumped storage | Other Storage | Hydro (incl. PS) | Biomass/-gas | TOTAL
| 2016 | 281.7113 | 0 | 0.01497 | 0 | 0 | 0 | 0.072911 | 0 | 0 | 0.36825 | 0 | 0.00059888 | 0 | 0.00059888 | 0.36825 | 282.168
| 2030 | 210.4915 | 0 | 0.33725 | 0 | 0 | 0 | 0.40424 | 0 | 0 | 0.59435 | 0 | 0.0011026 | 0 | 0.0011026 | 0.59435 | 211.8285
| 2040 | 92.5708 | 0 | 0.57768 | 0 | 0 | 0 | 0.40548 | 0 | 0 | 0.60138 | 0 | 0.0010818 | 0 | 0.0010818 | 0.60138 | 94.1565
| 2050 | 44.9966 | 0 | 0.65343 | 0 | 0 | 0 | 0 | 0 | 0 | 0.3643 | 0 | 0.0010669 | 0 | 0.0010669 | 0.3643 | 46.0154
| 2016 | 99.84% | 0% | 0.005305% | 0% | 0% | 0% | 0.02584% | 0% | 0% | 0.1305% | 0% | 0.0002122% | 0% | 0.0002122% | 0.1305% | 100%
| 2030 | 99.37% | 0% | 0.1592% | 0% | 0% | 0% | 0.1908% | 0% | 0% | 0.2806% | 0% | 0.0005205% | 0% | 0.0005205% | 0.2806% | 100%
| 2040 | 98.32% | 0% | 0.6135% | 0% | 0% | 0% | 0.4306% | 0% | 0% | 0.6387% | 0% | 0.001149% | 0% | 0.001149% | 0.6387% | 100%
| 2050 | 97.79% | 0% | 1.42% | 0% | 0% | 0% | 0% | 0% | 0% | 0.7917% | 0% | 0.002319% | 0% | 0.002319% | 0.7917% | 100%
Generation cost
| Capital costs [R/kW/yr] | 547 | 0 | 0 | 0 | 0 | 0 | 0 | 0 | 0 | 0 | 0 | 0 | 0
| Fixed costs [R/kW/yr] | 650 | 650 | 0 | 161 | 0 | 0 | 0 | 0 | 0 | 0 | 0 | 201 | 0
| Variable costs (incl fuel) [R/kWh] | 0.26832 | 0.12287 | 0.95 | 2.5 | 0.3 | 0.93 | 3.3 | 1.7 | 1.107 | 1.65 | 1.51 | 0.05 | 0
| Existing (with decommissioning) [R-billion] | Coal | Nuclear | Gas | Peaking | Hydro | Wind | CSP | Solar PV | Biogas | Biomass | DR | Pumped storage | Other Storage | Hydro (incl. PS) | Biomass/-gas | TOTAL
| 2016 | 95.4358 | 3.0206 | 0.71827 | 5.6112 | 4.7397 | 3.7407 | 2.7313 | 4.4864 | 0 | 2.6132 | 0 | 0.4673 | 0 | 5.207 | 2.6132 | 123.5646
| 2030 | 63.8861 | 3.0042 | 2.1172 | 1.0258 | 3.8482 | 3.8939 | 2.7702 | 4.4597 | 0 | 2.6271 | 0 | 0.44059 | 0 | 4.2888 | 2.6271 | 88.073
| 2040 | 20.4872 | 3.0124 | 2.1371 | 0.3727 | 3.8744 | 0 | 2.7871 | 1.3197 | 0 | 2.6711 | 0 | 0.43995 | 0 | 4.3144 | 2.6711 | 37.1017
| 2050 | 0.80199 | 0 | 2.0998 | 0 | 3.8724 | 0 | 0 | 0 | 0 | 2.648 | 0 | 0.44067 | 0 | 4.3131 | 2.648 | 9.8629
| Capital costs [R/kW/yr] | 4602 | 6454.9045 | 901.1097 | 794.3546 | 0 | 0 | 0 | 0 | 2810 | 0 | 0 | 2328.2524 | 0
| Fixed costs [R/kW/yr] | 924 | 968.0686 | 165.1733 | 160.7978 | 0 | 0 | 0 | 0 | 2373 | 0 | 0 | 201.2708 | 0
| Variable costs (incl fuel) [R/kWh] | 0.36169 | 0.12287 | 1.1311 | 1.7303 | 1.24 | 0.70507 | 2.2908 | 0.79658 | 0.09 | 1.61 | 1.51 | 0 | 0
| Committed/under construction (incl. decommissioning) [R-billion] | Coal | Nuclear | Gas | Peaking | Hydro | Wind | CSP | Solar PV | Biogas | Biomass | DR | Pumped storage | Other Storage | Hydro (incl. PS) | Biomass/-gas | TOTAL
| 2016 | 5.8477 | 0 | 0 | 0 | 0 | 0.33441 | 0.19179 | 0 | 0 | 0.061987 | 0 | 0 | 0 | 0 | 0.061987 | 6.4358
| 2030 | 77.5923 | 0 | 0 | 0 | 0.25042 | 6.33 | 9.6522 | 1.8825 | 0.30655 | 1.652 | 0 | 3.3693 | 0 | 3.6197 | 1.9586 | 101.0354
| 2040 | 78.3027 | 0 | 0 | 0 | 0.24657 | 0 | 9.676 | 1.8935 | 0.30688 | 1.6589 | 0 | 3.3693 | 0 | 3.6159 | 1.9658 | 95.4538
| 2050 | 78.1949 | 0 | 0 | 0 | 0.24355 | 0 | 0 | 0 | 0 | 0 | 0 | 3.3693 | 0 | 3.6129 | 0 | 81.8078
| Capital costs [R/kW/yr] | 3559.4977 | 6454.9045 | 901.1097 | 794.3546 | 5564 | 1911 | 10206 | 1073 | 1154.079 | 4395 | 0 | 2328.2524 | 2512
| 2030 | 3559.4977 | 6281 | 901.1097 | 794.3546 | 5564 | 1911 | 8246 | 967 | 1154.079 | 4395 | 0 | 2328.2524 | 2512
| 2040 | 3559.4977 | 6281 | 901.1097 | 794.3546 | 5564 | 1911 | 7196 | 911 | 1154.079 | 4395 | 0 | 2328.2524 | 2512
| 2050 | 3559.4977 | 6281 | 901.1097 | 794.3546 | 5564 | 1911 | 6146 | 854 | 1154.079 | 4395 | 0 | 2328.2524 | 2512
| Fixed costs [R/kW/yr] | 924 | 968.0686 | 165.1733 | 160.7978 | 907.4248 | 0 | 0 | 0 | 422 | 1655.0144 | 0 | 201.2708 | 618
| 2030 | 924 | 968.0686 | 165.1733 | 160.7978 | 907.4248 | 0 | 0 | 0 | 422 | 1655.0144 | 0 | 201.2708 | 618
| 2040 | 924 | 968.0686 | 165.1733 | 160.7978 | 907.4248 | 0 | 0 | 0 | 422 | 1655.0144 | 0 | 201.2708 | 618
| 2050 | 924 | 968.0686 | 165.1733 | 160.7978 | 907.4248 | 0 | 0 | 0 | 422 | 1655.0144 | 0 | 201.2708 | 618
| Variable costs (incl fuel) [R/kWh] | 0.36169 | 0.12287 | 1.1311 | 1.7303 | 0 | 0 | 0 | 0 | 1.42 | 0.46 | 1.51 | 0 | 0.032
| 2030 | 0.36169 | 0.12287 | 1.1311 | 1.7303 | 0 | 0 | 0 | 0 | 1.42 | 0.46 | 1.51 | 0 | 0.032
| 2040 | 0.36169 | 0.12287 | 1.1311 | 1.7303 | 0 | 0 | 0 | 0 | 1.42 | 0.46 | 1.51 | 0 | 0.032
| 2050 | 0.36169 | 0.12287 | 1.1311 | 1.7303 | 0 | 0 | 0 | 0 | 1.42 | 0.46 | 1.51 | 0 | 0.032
| New Build (incl. decommissioning) [R-billion] | Coal | Nuclear | Gas | Peaking | Hydro | Wind | CSP | Solar PV | Biogas | Biomass | DR | Pumped storage | Other Storage | Hydro (incl. PS) | Biomass/-gas | TOTAL
101.2835 | 2016 | 0 | 0 | 0 | 0 | 0 | 0 | 0 | 0 | 0 | 0 | 0 | 0 | 0 | 0 | 0 | 0
141.4784 | 2030 | 0 | 0 | 22.2088 | 9.7284 | 0 | 13.377 | 0 | 3.9647 | 3.0286 | 0 | 0 | 0.84233 | 0.01878 | 0.84233 | 3.0286 | 53.1686
98.7898 | 2040 | 64.583 | 0 | 39.8231 | 16.2486 | 16.1786 | 40.7043 | 0 | 9.6566 | 3.0444 | 0 | 0 | 0.84233 | 0.01878 | 17.0209 | 3.0444 | 191.0997
78.9969 | 2050 | 122.2945 | 0 | 46.5366 | 19.7802 | 16.1786 | 58.0944 | 0 | 13.4932 | 3.0045 | 0 | 0 | 0.84233 | 0.01878 | 17.0209 | 3.0045 | 280.243
| Total cost [R-billion] | Coal | Nuclear | Gas | Peaking | Hydro | Wind | CSP | Solar PV | Biogas | Biomass | DR | Pumped storage | Other Storage | Hydro (incl. PS) | Biomass/-gas | TOTAL | With CO2 | Total (with Tx/Dx/Other) | Total +CO2 (with Tx/Dx/Other) | Compared to Base Case (LowD)
| 2016 | 101.2835 | 3.0206 | 0.71827 | 5.6112 | 4.7397 | 4.0751 | 2.9231 | 4.4864 | 0 | 2.6751 | 0 | 0.4673 | 0 | 5.207 | 2.6751 | 130.0004 | 155.9892 | 202.6265 | 228.6153 | 0
| 2030 | 141.4784 | 3.0042 | 24.326 | 10.7542 | 4.0986 | 23.601 | 12.4224 | 10.307 | 3.3352 | 4.2791 | 0 | 4.6522 | 0.01878 | 8.7508 | 7.6143 | 242.2769 | 268.7583 | 334.4826 | 360.964 | 0
| 2040 | 163.3729 | 3.0124 | 41.9602 | 16.6213 | 20.2996 | 40.7043 | 12.4631 | 12.8698 | 3.3512 | 4.33 | 0 | 4.6516 | 0.01878 | 24.9512 | 7.6813 | 323.6552 | 346.7547 | 429.1244 | 452.2239 | 0
| 2050 | 201.2914 | 0 | 48.6364 | 19.7802 | 20.2945 | 58.0944 | 0 | 13.4932 | 3.0045 | 2.648 | 0 | 4.6523 | 0.01878 | 24.9468 | 5.6525 | 371.9137 | 396.3999 | 486.5894 | 511.0757 | 0
| 2016 | 77.91% | 2.324% | 0.5525% | 4.316% | 3.646% | 3.135% | 2.249% | 3.451% | 0% | 2.058% | 0% | 0.3595% | 0% | 4.005% | 2.058% | 100%
| 2030 | 58.4% | 1.24% | 10.04% | 4.439% | 1.692% | 9.741% | 5.127% | 4.254% | 1.377% | 1.766% | 0% | 1.92% | 0.007751% | 3.612% | 3.143% | 100%
| 2040 | 50.48% | 0.9308% | 12.96% | 5.136% | 6.272% | 12.58% | 3.851% | 3.976% | 1.035% | 1.338% | 0% | 1.437% | 0.005802% | 7.709% | 2.373% | 100%
| 2050 | 54.12% | 0% | 13.08% | 5.318% | 5.457% | 15.62% | 0% | 3.628% | 0.8078% | 0.712% | 0% | 1.251% | 0.00505% | 6.708% | 1.52% | 100%
Tariff estimate
| Cost per energy unit (existing) [R/kWh] | Coal | Nuclear | Gas | Peaking | Hydro | Wind | CSP | Solar PV | Biogas | Biomass | DR | Pumped storage | Other Storage | Hydro (incl. PS) | Biomass/-gas
| 2016 | 0.48989 | 0.20487 | 0.95 | 2.7719 | 0.3 | 0.93 | 3.3 | 1.7 |  | 1.65 |  | 0.15606 |  |  |  | 0.51041
| 2030 | 0.47277 | 0.20562 | 0.95 | 4.8351 | 0.3 | 0.93 | 3.3 | 1.7 |  | 1.65 |  | 0.17909 |  |  |  | 0.4984
| 2040 | 0.4857 | 0.20524 | 0.95 | 4.4181 | 0.3 |  | 3.3 | 1.7 |  | 1.65 |  | 0.17976 |  |  |  | 0.47692
| 2050 |  |  | 0.95 |  | 0.3 |  |  |  |  | 1.65 |  | 0.17901 |  |  |  | 0.5141
Cost per energy unit (committed/under construction) [R/kWh]
| 2016 | 1.1384 |  |  |  |  | 0.70507 | 2.2908 |  |  | 1.61 | [5 empty] | 0.026585
| 2030 | 1.1272 |  |  |  | 1.24 | 0.70507 | 2.2908 | 0.79658 | 0.86614 | 1.61 |  | 1.1037 |  |  |  | 0.32873
| 2040 | 1.106 |  |  |  | 1.24 |  | 2.2908 | 0.79658 | 0.85836 | 1.61 |  | 1.1377 |  |  |  | 0.27151
| 2050 | 1.1091 |  |  |  | 1.24 | [6 empty] | 1.1728 |  |  |  | 0.21401
Cost per energy unit (New) [R/kWh]
| 2016 | [15 empty] | 0
| 2030 |  |  | 1.5002 | 4.0261 |  | 0.59625 |  | 0.54471 | 1.6324 | [6 empty] | 0.17299
| 2040 | 0.96398 |  | 1.479 | 5.2008 | 1.048 | 0.62079 |  | 0.50963 | 1.636 | [6 empty] | 0.54357
| 2050 | 0.98394 |  | 1.5114 | 6.0476 | 1.0418 | 0.6267 |  | 0.48136 | 1.6393 | [6 empty] | 0.73314
| Cost per energy unit (All) in R/kWh | [15 empty] | Wholesale tariff | Tariff w/o CO2 | Tariff w CO2
| 2016 | 0.50656 | 0.20487 | 0.95 | 2.7719 | 0.3 | 0.90627 | 3.2073 | 1.7 |  | 1.6491 |  | 0.15606 |  |  |  | 0.537 | 0.837 | 0.94267
| 2030 | 0.69364 | 0.20562 | 1.4282 | 4.0914 | 0.31457 | 0.66294 | 2.4584 | 0.84034 | 1.5096 | 1.6343 |  | 0.84387 |  |  |  | 0.78827 | 1.0883 | 1.1725
| 2040 | 0.90775 | 0.20524 | 1.4382 | 5.1802 | 0.71099 | 0.62079 | 2.4589 | 0.5823 | 1.5107 | 1.6344 |  | 0.85999 |  |  |  | 0.92062 | 1.2206 | 1.285
| 2050 | 1.0334 |  | 1.4738 | 6.0476 | 0.70876 | 0.6267 |  | 0.48136 | 1.6393 | 1.65 |  | 0.87211 |  |  |  | 0.97295 | 1.273 | 1.3359
Localised jobs
| Capex - direct (committed + new build) | Coal | Nuclear | Gas | Peaking | Hydro | Wind | CSP | Solar PV | Biogas | Biomass | DR | Pumped storage | Other Storage | Hydro (incl. PS) | Biomass/-gas | TOTAL
| 2016 | 0 | 0 | 0 | 0 | 0 | 0 | 0 | 0 | 0 | 0 | 0 | 0 | 0 | 0 | 0 | 0
| 2030 | 17416.8229 | 0 | 1712.88 | 1941.5314 | 0 | 4480 | 1578.5714 | 3383.36 | 0 | 0 | 0 | 0 | 0 | 0 | 0 | 30513.1657
| 2040 | 47396.552 | 0 | 4110.912 | 5312.736 | 0 | 13632 | 2210 | 10404.704 | 0 | 0 | 0 | 0 | 0 | 0 | 0 | 83066.904
| 2050 | 68491.802 | 0 | 5138.64 | 6918.912 | 0 | 19456 | 0 | 13777.6 | 0 | 0 | 0 | 0 | 0 | 0 | 0 | 113782.954
| Opex - direct (existing, committed, new build) | Coal | Nuclear | Gas | Peaking | Hydro | Wind | CSP | Solar PV | Biogas | Biomass | DR | Pumped storage | Other Storage | Hydro (incl. PS) | Biomass/-gas | TOTAL
| 2016 | 47107.1648 | 1194.2542 | 24.1945 | 64.778 | 0 | 539.5806 | 118.4811 | 290.2995 | 0 | 0 | 0 | 0 | 0 | 0 | 0 | 49338.7527
| 2030 | 48054.5421 | 1183.4211 | 545.0426 | 84.1113 | 0 | 4272.0268 | 656.885 | 1349.1733 | 0 | 0 | 0 | 0 | 0 | 0 | 0 | 56145.2022
| 2040 | 42402.108 | 1188.8551 | 933.622 | 102.6753 | 0 | 7868.277 | 658.9034 | 2431.1868 | 0 | 0 | 0 | 0 | 0 | 0 | 0 | 55585.6276
| 2050 | 45892.6803 | 0 | 1056.0507 | 104.6639 | 0 | 11123.8005 | 0 | 3083.4486 | 0 | 0 | 0 | 0 | 0 | 0 | 0 | 61260.6441
| Capex - suppliers (committed + new build) | Coal | Nuclear | Gas | Peaking | Hydro | Wind | CSP | Solar PV | Biogas | Biomass | DR | Pumped storage | Other Storage | Hydro (incl. PS) | Biomass/-gas | TOTAL
| 2016 | 0 | 0 | 0 | 0 | 0 | 0 | 0 | 0 | 0 | 0 | 0 | 0 | 0 | 0 | 0 | 0
| 2030 | 3771.1329 | 0 | 292.8 | 331.8857 | 0 | 3031.6 | 546.4286 | 1908.96 | 0 | 0 | 0 | 0 | 0 | 0 | 0 | 9882.8071
| 2040 | 11103.064 | 0 | 702.72 | 908.16 | 0 | 9372 | 765 | 5870.544 | 0 | 0 | 0 | 0 | 0 | 0 | 0 | 28721.488
| 2050 | 16044.814 | 0 | 878.4 | 1182.72 | 0 | 13376 | 0 | 7773.6 | 0 | 0 | 0 | 0 | 0 | 0 | 0 | 39255.534
| Opex - suppliers (existing, committed, new build) | Coal | Nuclear | Gas | Peaking | Hydro | Wind | CSP | Solar PV | Biogas | Biomass | DR | Pumped storage | Other Storage | Hydro (incl. PS) | Biomass/-gas | TOTAL
|  | 29441.978 | 176.9265 | 4.5365 | 12.1459 | 0 | 17.986 | 13.6709 | 47.5036 | 0 | 0 | 0 | 0 | 0 | 0 | 0 | 29714.7474
|  | 30034.0888 | 175.3216 | 102.1955 | 15.7709 | 0 | 142.4009 | 75.7944 | 220.7738 | 0 | 0 | 0 | 0 | 0 | 0 | 0 | 30766.3459
|  | 26501.3175 | 176.1267 | 175.0541 | 19.2516 | 0 | 262.2759 | 76.0273 | 397.8306 | 0 | 0 | 0 | 0 | 0 | 0 | 0 | 27607.8837
|  | 28682.9252 | 0 | 198.0095 | 19.6245 | 0 | 370.7934 | 0 | 504.5643 | 0 | 0 | 0 | 0 | 0 | 0 | 0 | 29775.9169
| Total | Coal | Nuclear | Gas | Peaking | Hydro | Wind | CSP | Solar PV | Biogas | Biomass | DR | Pumped storage | Other Storage | Hydro (incl. PS) | Biomass/-gas | TOTAL
|  | 76549.1428 | 1371.1807 | 28.7309 | 76.9239 | 0 | 557.5666 | 132.152 | 337.803 | 0 | 0 | 0 | 0 | 0 | 0 | 0 | 79053.5001
|  | 99276.5867 | 1358.7427 | 2652.918 | 2373.2993 | 0 | 11926.0277 | 2857.6794 | 6862.2671 | 0 | 0 | 0 | 0 | 0 | 0 | 0 | 127307.521
|  | 127403.0415 | 1364.9817 | 5922.3082 | 6342.8229 | 0 | 31134.5529 | 3709.9307 | 19104.2654 | 0 | 0 | 0 | 0 | 0 | 0 | 0 | 194981.9033
|  | 159112.2215 | 0 | 7271.1002 | 8225.9204 | 0 | 44326.5939 | 0 | 25139.2129 | 0 | 0 | 0 | 0 | 0 | 0 | 0 | 244075.049

## O-UCBC-LowD
CAPACITY
| Existing (with decommissioning) [MW] | Coal | Nuclear | Gas | Peaking | Hydro | Wind | CSP | Solar PV | Biogas | Biomass | DR | Pumped storage | Other Storage | Hydro (incl. PS) | Biomass/-gas | TOTAL
| 2016 | 36060 | 1860 | 424.6 | 3419 | 2179 | 1306 | 200 | 1479 | 0 | 264 | 0 | 1580 | 0 | 3759 | 264 | 48771.6
| 2030 | 23080 | 1860 | 424.6 | 3077 | 2179 | 1306 | 200 | 1479 | 0 | 264 | 0 | 1580 | 0 | 3759 | 264 | 35449.6
| 2040 | 7660 | 1860 | 424.6 | 1005 | 2179 | 0 | 200 | 435 | 0 | 264 | 0 | 1580 | 0 | 3759 | 264 | 15607.6
| 2050 | 670 | 0 | 424.6 | 0 | 2179 | 0 | 0 | 0 | 0 | 264 | 0 | 1580 | 0 | 3759 | 264 | 5117.6
| Committed/under construction (with decommissioning) [MW] | Coal | Nuclear | Gas | Peaking | Hydro | Wind | CSP | Solar PV | Biogas | Biomass | DR | Pumped storage | Other Storage | Hydro (incl. PS) | Biomass/-gas | TOTAL
| 2016 | 722 | 0 | 0 | 0 | 0 | 154 | 0 | 0 | 0 | 0 | 0 | 0 | 0 | 0 | 0 | 876
| 2030 | 9536 | 0 | 0 | 0 | 45 | 2800 | 850 | 1332 | 53 | 153 | 0 | 1332 | 0 | 1377 | 206 | 16101
| 2040 | 9536 | 0 | 0 | 0 | 45 | 0 | 850 | 1332 | 53 | 153 | 0 | 1332 | 0 | 1377 | 206 | 13301
| 2050 | 9536 | 0 | 0 | 0 | 45 | 0 | 0 | 0 | 0 | 0 | 0 | 1332 | 0 | 1377 | 0 | 10913
| New Build (incl. decommissioning) [MW] | Coal | Nuclear | Gas | Peaking | Hydro | Wind | CSP | Solar PV | Biogas | Biomass | DR | Pumped storage | Other Storage | Hydro (incl. PS) | Biomass/-gas | TOTAL
| 2016 | [13 empty] | 0 | 0 | 0
| 2030 | 0 | 0 | 3660 | 5940 | 0 | 11200 | 0 | 2900 | 250 | 0 | 0 | 333 | 6 | 333 | 250 | 24289
| 2040 | 0 | 0 | 9516 | 17292 | 2500 | 40500 | 0 | 18400 | 265 | 0 | 0 | 333 | 6 | 2833 | 265 | 88812
| 2050 | 3750 | 0 | 12444 | 23364 | 2500 | 56400 | 0 | 30400 | 265 | 0 | 0 | 333 | 6 | 2833 | 265 | 129462
| Total Installed capacity [MW] | Coal | Nuclear | Gas | Peaking | Hydro | Wind | CSP | Solar PV | Biogas | Biomass | DR | Pumped storage | Other Storage | Hydro (incl. PS) | Biomass/-gas | TOTAL
36782 | 2016 | 36782 | 1860 | 424.6 | 3419 | 2179 | 1460 | 200 | 1479 | 0 | 264 | 0 | 1580 | 0 | 3759 | 264 | 49647.6
32616 | 2030 | 32616 | 1860 | 4084.6 | 9017 | 2224 | 15306 | 1050 | 5711 | 303 | 417 | 0 | 3245 | 6 | 5469 | 720 | 75839.6
17196 | 2040 | 17196 | 1860 | 9940.6 | 18297 | 4724 | 40500 | 1050 | 20167 | 318 | 417 | 0 | 3245 | 6 | 7969 | 735 | 117720.6
10206 | 2050 | 13956 | 0 | 12868.6 | 23364 | 4724 | 56400 | 0 | 30400 | 265 | 264 | 0 | 3245 | 6 | 7969 | 529 | 145492.6
| 2016 | 74.09% | 3.746% | 0.8552% | 6.887% | 4.389% | 2.941% | 0.4028% | 2.979% | 0% | 0.5317% | 0% | 3.182% | 0% | 7.571% | 0.5317% | 100%
| 2030 | 43.01% | 2.453% | 5.386% | 11.89% | 2.933% | 20.18% | 1.385% | 7.53% | 0.3995% | 0.5498% | 0% | 4.279% | 0.007911% | 7.211% | 0.9494% | 100%
| 2040 | 14.61% | 1.58% | 8.444% | 15.54% | 4.013% | 34.4% | 0.8919% | 17.13% | 0.2701% | 0.3542% | 0% | 2.757% | 0.005097% | 6.769% | 0.6244% | 100%
| 2050 | 9.592% | 0% | 8.845% | 16.06% | 3.247% | 38.76% | 0% | 20.89% | 0.1821% | 0.1815% | 0% | 2.23% | 0.004124% | 5.477% | 0.3636% | 100%
ENERGY GENERATED
| Existing (with decommissioning) [GWh] | Coal | Nuclear | Gas | Peaking | Hydro | Wind | CSP | Solar PV | Biogas | Biomass | DR | Pumped storage | Other Storage | Hydro (incl. PS) | Biomass/-gas | TOTAL
| 2016 | 194808.8043 | 14743.8788 | 756.0768 | 2024.3137 | 15799.1243 | 4022.2163 | 827.6699 | 2639.0862 | 0 | 1583.7347 | 0 | 2994.393 | 0 | 18793.5172 | 1583.7347 | 240199.298
| 2030 | 129639.9503 | 14610.249 | 2225.6048 | 232.5563 | 12526.422 | 4187.0338 | 841.4867 | 2623.3985 | 0 | 1589.1349 | 0 | 2614.2187 | 0 | 15140.6406 | 1589.1349 | 171090.055 |  |  |  |  | 127100 | 14324 | 2182 | 228 | 12281 | 4105 | 825 | 2572 | 0 | 1558 | 0 | 2563
| 2040 | 39049.6911 | 14321.4001 | 2260.5337 | 76.3219 | 12438.4589 | 0 | 844.5619 | 776.2739 | 0 | 1625.857 | 0 | 2584.9018 | 0 | 15023.3606 | 1625.857 | 73978.0003 |  |  |  |  | 38885 | 14261 | 2251 | 76 | 12386 | 0 | 841 | 773 | 0 | 1619 | 0 | 2574
| 2050 | 0 | 0 | 2255.1386 | 0 | 11933.1023 | 0 | 0 | 0 | 0 | 1605.8703 | 0 | 2589.9493 | 0 | 14523.0516 | 1605.8703 | 18384.0605 |  |  |  |  | 0 | 0 | 2216 | 0 | 11726 | 0 | 0 | 0 | 0 | 1578 | 0 | 2545
| Committed/under construction (with decommissioning) [GWh] | Coal | Nuclear | Gas | Peaking | Hydro | Wind | CSP | Solar PV | Biogas | Biomass | DR | Pumped storage | Other Storage | Hydro (incl. PS) | Biomass/-gas | TOTAL
| 2016 | 5136.717 | 0 | 0 | 0 | 0 | 474.2889 | 83.7231 | 0 | 0 | 38.5012 | 0 | 0 | 0 | 0 | 38.5012 | 5733.2301
| 2030 | 67509.6726 | 0 | 0 | 0 | 208.0767 | 8977.8981 | 4212.5334 | 2363.3026 | 354.9544 | 1022.0238 | 0 | 3114.0108 | 0 | 3322.0875 | 1376.9782 | 87762.4724 |  |  |  |  | 66187 | 0 | 0 | 0 | 204 | 8802 | 4130 | 2317 | 348 | 1002 | 0 | 3053
| 2040 | 67033.713 | 0 | 0 | 0 | 197.8344 | 0 | 4223.8138 | 2377.025 | 358.512 | 1025.3243 | 0 | 3013.7102 | 0 | 3211.5446 | 1383.8363 | 78229.9328 |  |  |  |  | 66751 | 0 | 0 | 0 | 197 | 0 | 4206 | 2367 | 357 | 1021 | 0 | 3001
| 2050 | 64692.7609 | 0 | 0 | 0 | 196.4087 | 0 | 0 | 0 | 0 | 0 | 0 | 3055.0207 | 0 | 3251.4295 | 0 | 67944.1904 |  |  |  |  | 63570 | 0 | 0 | 0 | 193 | 0 | 0 | 0 | 0 | 0 | 0 | 3002
| New Build (incl. decommissioning) [GWh] | Coal | Nuclear | Gas | Peaking | Hydro | Wind | CSP | Solar PV | Biogas | Biomass | DR | Pumped storage | Other Storage | Hydro (incl. PS) | Biomass/-gas | TOTAL
| 2016 | 0 | 0 | 0 | 0 | 0 | 0 | 0 | 0 | 0 | 0 | 0 | 0 | 0 | 0 | 0 | 0
| 2030 | 0 | 0 | 10137.6197 | 2929.3937 | 0 | 35893.2325 | 0 | 5148.8786 | 1850.2507 | 0 | 0 | 0 | 0 | 0 | 1850.2507 | 55959.3753 |  |  |  |  | 0 | 0 | 9939 | 2872 | 0 | 35190 | 0 | 5048 | 1814 | 0 | 0 | 0
| 2040 | 0 | 0 | 27732.9631 | 5266.2101 | 15360.7837 | 124114.4495 | 0 | 32357.4668 | 1812.6448 | 0 | 0 | 0 | 0 | 15360.7837 | 1812.6448 | 206644.518 |  |  |  |  | 0 | 0 | 27616 | 5244 | 15296 | 123591 | 0 | 32221 | 1805 | 0 | 0 | 0
| 2050 | 23630.1071 | 0 | 35254.8579 | 6908.906 | 15598.7201 | 169740.9007 | 0 | 50554.3855 | 1586.5348 | 0 | 0 | 0 | 0 | 15598.7201 | 1586.5348 | 303274.4121 |  |  |  |  | 23220 | 0 | 34643 | 6789 | 15328 | 166795 | 0 | 49677 | 1559 | 0 | 0 | 0
| Total energy [GWh] | Coal | Nuclear | Gas | Peaking | Hydro | Wind | CSP | Solar PV | Biogas | Biomass | DR | Pumped storage | Other Storage | Hydro (incl. PS) | Biomass/-gas | TOTAL |  |  | RE share [GWh] | RE share [%]
199945.5213 | 2016 | 199945.5213 | 14743.8788 | 756.0768 | 2024.3137 | 15799.1243 | 4496.5052 | 911.393 | 2639.0862 | 0 | 1622.2359 | 0 | 2994.393 | 0 | 18793.5172 | 1622.2359 | 245932.5282 |  |  | 25468.3446 | 10.36% | 240333.531
197149.623 | 2030 | 197149.623 | 14610.249 | 12363.2245 | 3161.95 | 12734.4987 | 49058.1644 | 5054.0201 | 10135.5798 | 2205.2051 | 2611.1587 | 0 | 5728.2294 | 0 | 18462.7281 | 4816.3639 | 314811.9027 |  |  | 81798.6267 | 25.98% | 301330.4673
106083.4041 | 2040 | 106083.4041 | 14321.4001 | 29993.4968 | 5342.532 | 27997.077 | 124114.4495 | 5068.3757 | 35510.7658 | 2171.1568 | 2651.1813 | 0 | 5598.612 | 0 | 33595.689 | 4822.3381 | 358852.4511 |  |  | 197513.0061 | 55.04% | 350081.1915
64692.7609 | 2050 | 88322.868 | 0 | 37509.9965 | 6908.906 | 27728.2312 | 169740.9007 | 0 | 50554.3855 | 1586.5348 | 1605.8703 | 0 | 5644.97 | 0 | 33373.2012 | 3192.4051 | 389602.663 |  |  | 251215.9225 | 64.48% | 375618.4424
| 2016 | 81.3% | 5.995% | 0.3074% | 0.8231% | 6.424% | 1.828% | 0.3706% | 1.073% | 0% | 0.6596% | 0% | 1.218% | 0% | 7.642% | 0.6596% | 100%
| 2030 | 62.62% | 4.641% | 3.927% | 1.004% | 4.045% | 15.58% | 1.605% | 3.22% | 0.7005% | 0.8294% | 0% | 1.82% | 0% | 5.865% | 1.53% | 100%
| 2040 | 29.56% | 3.991% | 8.358% | 1.489% | 7.802% | 34.59% | 1.412% | 9.896% | 0.605% | 0.7388% | 0% | 1.56% | 0% | 9.362% | 1.344% | 100%
| 2050 | 22.67% | 0% | 9.628% | 1.773% | 7.117% | 43.57% | 0% | 12.98% | 0.4072% | 0.4122% | 0% | 1.449% | 0% | 8.566% | 0.8194% | 100%
CAPACITY FACTOR
| Existing (with decommissioning) [%] | Coal | Nuclear | Gas | Peaking | Hydro | Wind | CSP | Solar PV | Biogas | Biomass | DR | Pumped storage | Other Storage | Hydro (incl. PS) | Biomass/-gas
| 2016 | 61.67% | 90.49% | 20.33% | 6.759% | 82.77% | 35.16% | 47.24% | 20.37% | 0% | 68.48% | 0% | 21.63% | 0% | 57.07% | 68.48%
| 2030 | 64.12% | 89.67% | 59.84% | 0.8628% | 65.62% | 36.6% | 48.03% | 20.25% | 0% | 68.72% | 0% | 18.89% | 0% | 45.98% | 68.72%
| 2040 | 58.19% | 87.9% | 60.78% | 0.8669% | 65.16% | 0% | 48.21% | 20.37% | 0% | 70.3% | 0% | 18.68% | 0% | 45.62% | 70.3%
| 2050 | 0% | 0% | 60.63% | 0% | 62.52% | 0% | 0% | 0% | 0% | 69.44% | 0% | 18.71% | 0% | 44.1% | 69.44%
| Committed/under construction (with decommissioning) [%] | Coal | Nuclear | Gas | Peaking | Hydro | Wind | CSP | Solar PV | Biogas | Biomass | DR | Pumped storage | Other Storage | Hydro (incl. PS) | Biomass/-gas
| 2016 | 81.22% | 0% | 0% | 0% | 0% | 35.16% | 0% | 0% | 0% | 0% | 0% | 0% | 0% | 0% | 0%
| 2030 | 80.82% | 0% | 0% | 0% | 52.78% | 36.6% | 56.57% | 20.25% | 76.45% | 76.25% | 0% | 26.69% | 0% | 27.54% | 76.31%
| 2040 | 80.25% | 0% | 0% | 0% | 50.19% | 0% | 56.73% | 20.37% | 77.22% | 76.5% | 0% | 25.83% | 0% | 26.62% | 76.69%
| 2050 | 77.44% | 0% | 0% | 0% | 49.82% | 0% | 0% | 0% | 0% | 0% | 0% | 26.18% | 0% | 26.95% | 0%
| New Build (incl. decommissioning) [%] | Coal | Nuclear | Gas | Peaking | Hydro | Wind | CSP | Solar PV | Biogas | Biomass | DR | Pumped storage | Other Storage | Hydro (incl. PS) | Biomass/-gas
| 2016 | 0% | 0% | 0% | 0% | 0% | 0% | 0% | 0% | 0% | 0% | 0% | 0% | 0% | 0% | 0%
| 2030 | 0% | 0% | 31.62% | 5.63% | 0% | 36.58% | 0% | 20.27% | 84.49% | 0% | 0% | 0% | 0% | 0% | 84.49%
| 2040 | 0% | 0% | 33.27% | 3.477% | 70.14% | 34.98% | 0% | 20.07% | 78.08% | 0% | 0% | 0% | 0% | 61.9% | 78.08%
| 2050 | 71.93% | 0% | 32.34% | 3.376% | 71.23% | 34.36% | 0% | 18.98% | 68.34% | 0% | 0% | 0% | 0% | 62.85% | 68.34%
| All [%] | Coal | Nuclear | Gas | Peaking | Hydro | Wind | CSP | Solar PV | Biogas | Biomass | DR | Pumped storage | Other Storage | Hydro (incl. PS) | Biomass/-gas
| 2016 | 62.05% | 90.49% | 20.33% | 6.759% | 82.77% | 35.16% | 52.02% | 20.37% | 0% | 70.15% | 0% | 21.63% | 0% | 57.07% | 70.15%
| 2030 | 69% | 89.67% | 34.55% | 4.003% | 65.36% | 36.59% | 54.95% | 20.26% | 83.08% | 71.48% | 0% | 20.15% | 0% | 38.54% | 76.36%
| 2040 | 70.42% | 87.9% | 34.44% | 3.333% | 67.65% | 34.98% | 55.1% | 20.1% | 77.94% | 72.58% | 0% | 19.7% | 0% | 48.13% | 74.9%
| 2050 | 72.25% | 0% | 33.27% | 3.376% | 67.01% | 34.36% | 0% | 18.98% | 68.34% | 69.44% | 0% | 19.86% | 0% | 47.81% | 68.89%
ENERGY AVAILABLE/CURTAILED
| Total energy available [GWh] | Coal | Nuclear | Gas | Peaking | Hydro | Wind | CSP | Solar PV | Biogas | Biomass | DR | Pumped storage | Other Storage
| 2016 | 237361.2397 | 14483.9089 | 2953.3918 | 26109.1118 | 17279.1553 | 4573.4047 | 922.3032 | 2684.1838 | 0 | 1875.5851 | 0 | 12224.544 | #REF! | [7 empty] | 235642 | 14379 | 2932 | 25920 | 17154 | 4540.2789 | 915.6228 | 2664.7419 | 0 | 1862 | 0 | 12136
| 2030 | 224226.1149 | 14666.3481 | 31348.1844 | 69830.136 | 17765.0591 | 49074.4841 | 5054.0201 | 10134.5598 | 2265.3842 | 3054.8517 | 0 | 25596.4953 | #REF! | [7 empty] | 219833 | 14379 | 30734 | 68462 | 17417 | 48113 | 4955 | 9936 | 2221 | 2995 | 0 | 25095
| 2040 | 122266.6565 | 14753.2213 | 77002.7572 | 142252.9482 | 38032.4007 | 124820.427 | 5068.3757 | 36046.0232 | 2387.0674 | 3065.9305 | 0 | 25626.0773 | #REF! | [7 empty] | 121751 | 14691 | 76678 | 141653 | 37872 | 124294 | 5047 | 35894 | 2377 | 3053 | 0 | 25518
| 2050 | 105462.3281 | 0 | 99785.8106 | 181663.8264 | 37862.1074 | 172715.5262 | 0 | 54075.4953 | 1972.2286 | 1853.1621 | 0 | 25639.9892 | #REF! | [7 empty] | 103632 | 0 | 98054 | 178511 | 37205 | 169718 | 0 | 53137 | 1938 | 1821 | 0 | 25195
| Total energy curtailed [GWh] | Coal | Nuclear | Gas | Peaking | Hydro | Wind | CSP | Solar PV | Biogas | Biomass | DR | Pumped storage | Other Storage
| 2016 | 37415.7183 | -259.9699 | 2197.3151 | 24084.7982 | 1480.031 | 76.8995 | 10.9102 | 45.0975 | 0 | 253.3492 | 0 | 9230.1511 | #REF!
| 2030 | 27076.4919 | 56.0991 | 18984.9598 | 66668.1859 | 5030.5605 | 16.3197 | 0 | -1.02 | 60.179 | 443.693 | 0 | 19868.2659 | #REF!
| 2040 | 16183.2525 | 431.8212 | 47009.2604 | 136910.4162 | 10035.3237 | 705.9774 | 0 | 535.2574 | 215.9106 | 414.7492 | 0 | 20027.4653 | #REF!
| 2050 | 17139.4601 | 0 | 62275.8141 | 174754.9204 | 10133.8763 | 2974.6255 | 0 | 3521.1098 | 385.6938 | 247.2918 | 0 | 19995.0191 | #REF!
| Total energy curtailed [%] | Coal | Nuclear | Gas | Peaking | Hydro | Wind | CSP | Solar PV | Biogas | Biomass | DR | Pumped storage | Other Storage
| 2016 | 15.76% | -1.795% | 74.4% | 92.25% | 8.565% | 1.681% | 1.183% | 1.68% |  | 13.51% |  | 75.51%
| 2030 | 12.08% | 0.3825% | 60.56% | 95.47% | 28.32% | 0.03326% | 0% | -0.01006% | 2.656% | 14.52% |  | 77.62%
| 2040 | 13.24% | 2.927% | 61.05% | 96.24% | 26.39% | 0.5656% | 0% | 1.485% | 9.045% | 13.53% |  | 78.15%
| 2050 | 16.25% |  | 62.41% | 96.2% | 26.77% | 1.722% |  | 6.511% | 19.56% | 13.34% |  | 77.98%
CO2 emissions
| Existing (with decommissioning) [Mt] | Coal | Nuclear | Gas | Peaking | Hydro | Wind | CSP | Solar PV | Biogas | Biomass | DR | Pumped storage | Other Storage | Hydro (incl. PS) | Biomass/-gas | TOTAL
| 2016 | 210.1216 | 0 | 0.27748 | 1.162 | 0 | 0 | 0 | 0 | 0 | 0 | 0 | 0.00059888 | 0 | 0.00059888 | 0 | 211.5616
| 2030 | 139.8302 | 0 | 0.8168 | 0.13349 | 0 | 0 | 0 | 0 | 0 | 0 | 0 | 0.00052284 | 0 | 0.00052284 | 0 | 140.781
| 2040 | 42.1192 | 0 | 0.82962 | 0.043809 | 0 | 0 | 0 | 0 | 0 | 0 | 0 | 0.00051698 | 0 | 0.00051698 | 0 | 42.9931
| 2050 | 0 | 0 | 0.82764 | 0 | 0 | 0 | 0 | 0 | 0 | 0 | 0 | 0.00051799 | 0 | 0.00051799 | 0 | 0.82815
| Committed/under construction (with decommissioning) [Mt] | Coal | Nuclear | Gas | Peaking | Hydro | Wind | CSP | Solar PV | Biogas | Biomass | DR | Pumped storage | Other Storage | Hydro (incl. PS) | Biomass/-gas | TOTAL
| 2016 | 5.012 | 0 | 0 | 0 | 0 | 0 | 0 | 0 | 0 | 0 | 0 | 0 | 0 | 0 | 0 | 5.012
| 2030 | 65.8707 | 0 | 0 | 0 | 0 | 0 | 0 | 0 | 0 | 0 | 0 | 0.0006228 | 0 | 0.0006228 | 0 | 65.8714
| 2040 | 65.4063 | 0 | 0 | 0 | 0 | 0 | 0 | 0 | 0 | 0 | 0 | 0.00060274 | 0 | 0.00060274 | 0 | 65.4069
| 2050 | 63.1222 | 0 | 0 | 0 | 0 | 0 | 0 | 0 | 0 | 0 | 0 | 0.000611 | 0 | 0.000611 | 0 | 63.1228
| New Build (incl. decommissioning) [Mt] | Coal | Nuclear | Gas | Peaking | Hydro | Wind | CSP | Solar PV | Biogas | Biomass | DR | Pumped storage | Other Storage | Hydro (incl. PS) | Biomass/-gas | TOTAL
| 2016 | 0 | 0 | 0 | 0 | 0 | 0 | 0 | 0 | 0 | 0 | 0 | 0 | 0 | 0 | 0 | 0
| 2030 | 0 | 0 | 3.7205 | 1.6815 | 0 | 0 | 0 | 0 | 0 | 0 | 0 | 0 | 0 | 0 | 0 | 5.402
| 2040 | 0 | 0 | 10.178 | 3.0228 | 0 | 0 | 0 | 0 | 0 | 0 | 0 | 0 | 0 | 0 | 0 | 13.2008
| 2050 | 23.0564 | 0 | 12.9385 | 3.9657 | 0 | 0 | 0 | 0 | 0 | 0 | 0 | 0 | 0 | 0 | 0 | 39.9607
| Total [Mt] | Coal | Nuclear | Gas | Peaking | Hydro | Wind | CSP | Solar PV | Biogas | Biomass | DR | Pumped storage | Other Storage | Hydro (incl. PS) | Biomass/-gas | TOTAL
| 2016 | 215.1336 | 0 | 0.27748 | 1.162 | 0 | 0 | 0 | 0 | 0 | 0 | 0 | 0.00059888 | 0 | 0.00059888 | 0 | 216.5736
| 2030 | 205.7009 | 0 | 4.5373 | 1.815 | 0 | 0 | 0 | 0 | 0 | 0 | 0 | 0.0011456 | 0 | 0.0011456 | 0 | 212.0543
| 2040 | 107.5255 | 0 | 11.0076 | 3.0666 | 0 | 0 | 0 | 0 | 0 | 0 | 0 | 0.0011197 | 0 | 0.0011197 | 0 | 121.6008
| 2050 | 86.1787 | 0 | 13.7662 | 3.9657 | 0 | 0 | 0 | 0 | 0 | 0 | 0 | 0.001129 | 0 | 0.001129 | 0 | 103.9117
| 2016 | 99.34% | 0% | 0.1281% | 0.5365% | 0% | 0% | 0% | 0% | 0% | 0% | 0% | 0.0002765% | 0% | 0.0002765% | 0% | 100%
| 2030 | 97% | 0% | 2.14% | 0.8559% | 0% | 0% | 0% | 0% | 0% | 0% | 0% | 0.0005403% | 0% | 0.0005403% | 0% | 100%
| 2040 | 88.42% | 0% | 9.052% | 2.522% | 0% | 0% | 0% | 0% | 0% | 0% | 0% | 0.0009208% | 0% | 0.0009208% | 0% | 100%
| 2050 | 82.93% | 0% | 13.25% | 3.816% | 0% | 0% | 0% | 0% | 0% | 0% | 0% | 0.001086% | 0% | 0.001086% | 0% | 100%
Water usage
| Existing (with decommissioning) [bl] | Coal | Nuclear | Gas | Peaking | Hydro | Wind | CSP | Solar PV | Biogas | Biomass | DR | Pumped storage | Other Storage | Hydro (incl. PS) | Biomass/-gas | TOTAL
| 2016 | 280.5247 | 0 | 0.01497 | 0 | 0 | 0 | 0.066214 | 0 | 0 | 0.35951 | 0 | 0.00059888 | 0 | 0.00059888 | 0.35951 | 280.966
| 2030 | 186.6815 | 0 | 0.044067 | 0 | 0 | 0 | 0.067319 | 0 | 0 | 0.36073 | 0 | 0.00052284 | 0 | 0.00052284 | 0.36073 | 187.1542
| 2040 | 56.2316 | 0 | 0.044759 | 0 | 0 | 0 | 0.067565 | 0 | 0 | 0.36907 | 0 | 0.00051698 | 0 | 0.00051698 | 0.36907 | 56.7135
| 2050 | 0 | 0 | 0.044652 | 0 | 0 | 0 | 0 | 0 | 0 | 0.36453 | 0 | 0.00051799 | 0 | 0.00051799 | 0.36453 | 0.4097
| Committed/under construction (with decommissioning) [bl] | Coal | Nuclear | Gas | Peaking | Hydro | Wind | CSP | Solar PV | Biogas | Biomass | DR | Pumped storage | Other Storage | Hydro (incl. PS) | Biomass/-gas | TOTAL
| 2016 | 1.1866 | 0 | 0 | 0 | 0 | 0 | 0.0066978 | 0 | 0 | 0.0087398 | 0 | 0 | 0 | 0 | 0.0087398 | 1.202
| 2030 | 15.5947 | 0 | 0 | 0 | 0 | 0 | 0.337 | 0 | 0 | 0.232 | 0 | 0.0006228 | 0 | 0.0006228 | 0.232 | 16.1644
| 2040 | 15.4848 | 0 | 0 | 0 | 0 | 0 | 0.33791 | 0 | 0 | 0.23275 | 0 | 0.00060274 | 0 | 0.00060274 | 0.23275 | 16.056
| 2050 | 14.944 | 0 | 0 | 0 | 0 | 0 | 0 | 0 | 0 | 0 | 0 | 0.000611 | 0 | 0.000611 | 0 | 14.9446
| New Build (incl. decommissioning) [bl] | Coal | Nuclear | Gas | Peaking | Hydro | Wind | CSP | Solar PV | Biogas | Biomass | DR | Pumped storage | Other Storage | Hydro (incl. PS) | Biomass/-gas | TOTAL
| 2016 | 0 | 0 | 0 | 0 | 0 | 0 | 0 | 0 | 0 | 0 | 0 | 0 | 0 | 0 | 0 | 0
| 2030 | 0 | 0 | 0.20072 | 0 | 0 | 0 | 0 | 0 | 0 | 0 | 0 | 0 | 0 | 0 | 0 | 0.20072
| 2040 | 0 | 0 | 0.54911 | 0 | 0 | 0 | 0 | 0 | 0 | 0 | 0 | 0 | 0 | 0 | 0 | 0.54911
| 2050 | 5.4586 | 0 | 0.69805 | 0 | 0 | 0 | 0 | 0 | 0 | 0 | 0 | 0 | 0 | 0 | 0 | 6.1566
| Total [bl] | Coal | Nuclear | Gas | Peaking | Hydro | Wind | CSP | Solar PV | Biogas | Biomass | DR | Pumped storage | Other Storage | Hydro (incl. PS) | Biomass/-gas | TOTAL
| 2016 | 281.7113 | 0 | 0.01497 | 0 | 0 | 0 | 0.072911 | 0 | 0 | 0.36825 | 0 | 0.00059888 | 0 | 0.00059888 | 0.36825 | 282.168
| 2030 | 202.2763 | 0 | 0.24479 | 0 | 0 | 0 | 0.40432 | 0 | 0 | 0.59273 | 0 | 0.0011456 | 0 | 0.0011456 | 0.59273 | 203.5193
| 2040 | 71.7163 | 0 | 0.59387 | 0 | 0 | 0 | 0.40547 | 0 | 0 | 0.60182 | 0 | 0.0011197 | 0 | 0.0011197 | 0.60182 | 73.3186
| 2050 | 20.4026 | 0 | 0.7427 | 0 | 0 | 0 | 0 | 0 | 0 | 0.36453 | 0 | 0.001129 | 0 | 0.001129 | 0.36453 | 21.5109
| 2016 | 99.84% | 0% | 0.005305% | 0% | 0% | 0% | 0.02584% | 0% | 0% | 0.1305% | 0% | 0.0002122% | 0% | 0.0002122% | 0.1305% | 100%
| 2030 | 99.39% | 0% | 0.1203% | 0% | 0% | 0% | 0.1987% | 0% | 0% | 0.2912% | 0% | 0.0005629% | 0% | 0.0005629% | 0.2912% | 100%
| 2040 | 97.81% | 0% | 0.81% | 0% | 0% | 0% | 0.553% | 0% | 0% | 0.8208% | 0% | 0.001527% | 0% | 0.001527% | 0.8208% | 100%
| 2050 | 94.85% | 0% | 3.453% | 0% | 0% | 0% | 0% | 0% | 0% | 1.695% | 0% | 0.005248% | 0% | 0.005248% | 1.695% | 100%
Generation cost
| Capital costs [R/kW/yr] | 547 | 0 | 0 | 0 | 0 | 0 | 0 | 0 | 0 | 0 | 0 | 0 | 0
| Fixed costs [R/kW/yr] | 650 | 650 | 0 | 161 | 0 | 0 | 0 | 0 | 0 | 0 | 0 | 201 | 0
| Variable costs (incl fuel) [R/kWh] | 0.26832 | 0.12287 | 0.95 | 2.5 | 0.3 | 0.93 | 3.3 | 1.7 | 1.107 | 1.65 | 1.51 | 0.05 | 0
| Existing (with decommissioning) [R-billion] | Coal | Nuclear | Gas | Peaking | Hydro | Wind | CSP | Solar PV | Biogas | Biomass | DR | Pumped storage | Other Storage | Hydro (incl. PS) | Biomass/-gas | TOTAL
| 2016 | 95.4358 | 3.0206 | 0.71827 | 5.6112 | 4.7397 | 3.7407 | 2.7313 | 4.4864 | 0 | 2.6132 | 0 | 0.4673 | 0 | 5.207 | 2.6132 | 123.5646
| 2030 | 62.4123 | 3.0042 | 2.1143 | 1.0768 | 3.7579 | 3.8939 | 2.7769 | 4.4598 | 0 | 2.6221 | 0 | 0.44829 | 0 | 4.2062 | 2.6221 | 86.5666
| 2040 | 19.647 | 2.9687 | 2.1475 | 0.35261 | 3.7315 | 0 | 2.7871 | 1.3197 | 0 | 2.6827 | 0 | 0.44683 | 0 | 4.1784 | 2.6827 | 36.0836
| 2050 | 0.80199 | 0 | 2.1424 | 0 | 3.5799 | 0 | 0 | 0 | 0 | 2.6497 | 0 | 0.44708 | 0 | 4.027 | 2.6497 | 9.6211
| Capital costs [R/kW/yr] | 4602 | 6454.9045 | 901.1097 | 794.3546 | 0 | 0 | 0 | 0 | 2810 | 0 | 0 | 2328.2524 | 0
| Fixed costs [R/kW/yr] | 924 | 968.0686 | 165.1733 | 160.7978 | 0 | 0 | 0 | 0 | 2373 | 0 | 0 | 201.2708 | 0
| Variable costs (incl fuel) [R/kWh] | 0.36169 | 0.12287 | 1.1311 | 1.7303 | 1.24 | 0.70507 | 2.2908 | 0.79658 | 0.09 | 1.61 | 1.51 | 0 | 0
| Committed/under construction (incl. decommissioning) [R-billion] | Coal | Nuclear | Gas | Peaking | Hydro | Wind | CSP | Solar PV | Biogas | Biomass | DR | Pumped storage | Other Storage | Hydro (incl. PS) | Biomass/-gas | TOTAL
| 2016 | 5.8477 | 0 | 0 | 0 | 0 | 0.33441 | 0.19179 | 0 | 0 | 0.061987 | 0 | 0 | 0 | 0 | 0.061987 | 6.4358
| 2030 | 77.1133 | 0 | 0 | 0 | 0.25802 | 6.3301 | 9.6499 | 1.8826 | 0.30664 | 1.6455 | 0 | 3.3693 | 0 | 3.6273 | 1.9521 | 100.5553
| 2040 | 76.9411 | 0 | 0 | 0 | 0.24531 | 0 | 9.6758 | 1.8935 | 0.30697 | 1.6508 | 0 | 3.3693 | 0 | 3.6146 | 1.9577 | 94.0828
| 2050 | 76.0944 | 0 | 0 | 0 | 0.24355 | 0 | 0 | 0 | 0 | 0 | 0 | 3.3693 | 0 | 3.6129 | 0 | 79.7073
| Capital costs [R/kW/yr] | 3559.4977 | 6454.9045 | 901.1097 | 794.3546 | 5564 | 1911 | 10206 | 1073 | 1154.079 | 4395 | 0 | 2328.2524 | 2512
| 2030 | 3559.4977 | 6281 | 901.1097 | 794.3546 | 5564 | 1911 | 8246 | 967 | 1154.079 | 4395 | 0 | 2328.2524 | 2512
| 2040 | 3559.4977 | 6281 | 901.1097 | 794.3546 | 5564 | 1911 | 7196 | 911 | 1154.079 | 4395 | 0 | 2328.2524 | 2512
| 2050 | 3559.4977 | 6281 | 901.1097 | 794.3546 | 5564 | 1911 | 6146 | 854 | 1154.079 | 4395 | 0 | 2328.2524 | 2512
| Fixed costs [R/kW/yr] | 924 | 968.0686 | 165.1733 | 160.7978 | 907.4248 | 0 | 0 | 0 | 422 | 1655.0144 | 0 | 201.2708 | 618
| 2030 | 924 | 968.0686 | 165.1733 | 160.7978 | 907.4248 | 0 | 0 | 0 | 422 | 1655.0144 | 0 | 201.2708 | 618
| 2040 | 924 | 968.0686 | 165.1733 | 160.7978 | 907.4248 | 0 | 0 | 0 | 422 | 1655.0144 | 0 | 201.2708 | 618
| 2050 | 924 | 968.0686 | 165.1733 | 160.7978 | 907.4248 | 0 | 0 | 0 | 422 | 1655.0144 | 0 | 201.2708 | 618
| Variable costs (incl fuel) [R/kWh] | 0.36169 | 0.12287 | 1.1311 | 1.7303 | 0 | 0 | 0 | 0 | 1.42 | 0.46 | 1.51 | 0 | 0.032
| 2030 | 0.36169 | 0.12287 | 1.1311 | 1.7303 | 0 | 0 | 0 | 0 | 1.42 | 0.46 | 1.51 | 0 | 0.032
| 2040 | 0.36169 | 0.12287 | 1.1311 | 1.7303 | 0 | 0 | 0 | 0 | 1.42 | 0.46 | 1.51 | 0 | 0.032
| 2050 | 0.36169 | 0.12287 | 1.1311 | 1.7303 | 0 | 0 | 0 | 0 | 1.42 | 0.46 | 1.51 | 0 | 0.032
| New Build (incl. decommissioning) [R-billion] | Coal | Nuclear | Gas | Peaking | Hydro | Wind | CSP | Solar PV | Biogas | Biomass | DR | Pumped storage | Other Storage | Hydro (incl. PS) | Biomass/-gas | TOTAL
101.2835 | 2016 | 0 | 0 | 0 | 0 | 0 | 0 | 0 | 0 | 0 | 0 | 0 | 0 | 0 | 0 | 0 | 0
139.5256 | 2030 | 0 | 0 | 15.3695 | 10.7422 | 0 | 21.4032 | 0 | 2.8043 | 3.0214 | 0 | 0 | 0.84233 | 0.01878 | 0.84233 | 3.0214 | 54.2017
96.5881 | 2040 | 0 | 0 | 41.5163 | 25.6284 | 16.1786 | 77.3955 | 0 | 16.7624 | 2.9916 | 0 | 0 | 0.84233 | 0.01878 | 17.0209 | 2.9916 | 181.3338
76.8964 | 2050 | 25.3598 | 0 | 53.1466 | 34.2704 | 16.1786 | 107.7804 | 0 | 25.9616 | 2.6705 | 0 | 0 | 0.84233 | 0.01878 | 17.0209 | 2.6705 | 266.2289
| Total cost [R-billion] | Coal | Nuclear | Gas | Peaking | Hydro | Wind | CSP | Solar PV | Biogas | Biomass | DR | Pumped storage | Other Storage | Hydro (incl. PS) | Biomass/-gas | TOTAL | With CO2 | Total (with Tx/Dx/Other) | Total +CO2 (with Tx/Dx/Other) | Compared to Base Case (LowD)
| 2016 | 101.2835 | 3.0206 | 0.71827 | 5.6112 | 4.7397 | 4.0751 | 2.9231 | 4.4864 | 0 | 2.6751 | 0 | 0.4673 | 0 | 5.207 | 2.6751 | 130.0004 | 155.9892 | 202.6265 | 228.6153 | 0
| 2030 | 139.5256 | 3.0042 | 17.4839 | 11.819 | 4.0159 | 31.6272 | 12.4268 | 9.1466 | 3.328 | 4.2675 | 0 | 4.6599 | 0.01878 | 8.6759 | 7.5956 | 241.3236 | 266.7701 | 333.5292 | 358.9758 | -0.95335
| 2040 | 96.5881 | 2.9687 | 43.6638 | 25.981 | 20.1554 | 77.3955 | 12.4628 | 19.9755 | 3.2986 | 4.3334 | 0 | 4.6585 | 0.01878 | 24.8139 | 7.632 | 311.5002 | 326.0923 | 416.9693 | 431.5614 | -12.1551
| 2050 | 102.2562 | 0 | 55.2889 | 34.2704 | 20.002 | 107.7804 | 0 | 25.9616 | 2.6705 | 2.6497 | 0 | 4.6587 | 0.01878 | 24.6608 | 5.3202 | 355.5573 | 368.0267 | 470.2331 | 482.7025 | -16.3564
| 2016 | 77.91% | 2.324% | 0.5525% | 4.316% | 3.646% | 3.135% | 2.249% | 3.451% | 0% | 2.058% | 0% | 0.3595% | 0% | 4.005% | 2.058% | 100%
| 2030 | 57.82% | 1.245% | 7.245% | 4.898% | 1.664% | 13.11% | 5.149% | 3.79% | 1.379% | 1.768% | 0% | 1.931% | 0.007782% | 3.595% | 3.147% | 100%
| 2040 | 31.01% | 0.953% | 14.02% | 8.341% | 6.47% | 24.85% | 4.001% | 6.413% | 1.059% | 1.391% | 0% | 1.495% | 0.006029% | 7.966% | 2.45% | 100%
| 2050 | 28.76% | 0% | 15.55% | 9.638% | 5.626% | 30.31% | 0% | 7.302% | 0.7511% | 0.7452% | 0% | 1.31% | 0.005282% | 6.936% | 1.496% | 100%
Tariff estimate
| Cost per energy unit (existing) [R/kWh] | Coal | Nuclear | Gas | Peaking | Hydro | Wind | CSP | Solar PV | Biogas | Biomass | DR | Pumped storage | Other Storage | Hydro (incl. PS) | Biomass/-gas
| 2016 | 0.48989 | 0.20487 | 0.95 | 2.7719 | 0.3 | 0.93 | 3.3 | 1.7 |  | 1.65 |  | 0.15606 |  |  |  | 0.51041
| 2030 | 0.48143 | 0.20562 | 0.95 | 4.6302 | 0.3 | 0.93 | 3.3 | 1.7 |  | 1.65 |  | 0.17148 |  |  |  | 0.50597
| 2040 | 0.50313 | 0.20729 | 0.95 | 4.62 | 0.3 |  | 3.3 | 1.7 |  | 1.65 |  | 0.17286 |  |  |  | 0.48776
| 2050 |  |  | 0.95 |  | 0.3 |  |  |  |  | 1.65 |  | 0.17262 |  |  |  | 0.52334
Cost per energy unit (committed/under construction) [R/kWh]
| 2016 | 1.1384 |  |  |  |  | 0.70507 | 2.2908 |  |  | 1.61 | [5 empty] | 0.026585
| 2030 | 1.1423 |  |  |  | 1.24 | 0.70507 | 2.2908 | 0.79658 | 0.8639 | 1.61 |  | 1.082 |  |  |  | 0.32717
| 2040 | 1.1478 |  |  |  | 1.24 |  | 2.2908 | 0.79658 | 0.85622 | 1.61 |  | 1.118 |  |  |  | 0.26761
| 2050 | 1.1762 |  |  |  | 1.24 | [6 empty] | 1.1029 |  |  |  | 0.20852
Cost per energy unit (New) [R/kWh]
| 2016 | [15 empty] | 0
| 2030 |  |  | 1.5161 | 3.667 |  | 0.5963 |  | 0.54464 | 1.633 | [6 empty] | 0.17635
| 2040 |  |  | 1.497 | 4.8666 | 1.0532 | 0.62358 |  | 0.51804 | 1.6504 | [6 empty] | 0.51579
| 2050 | 1.0732 |  | 1.5075 | 4.9603 | 1.0372 | 0.63497 |  | 0.51354 | 1.6833 | [6 empty] | 0.69647
| Cost per energy unit (All) in R/kWh | [15 empty] | Wholesale tariff | Tariff w/o CO2 | Tariff w CO2
| 2016 | 0.50656 | 0.20487 | 0.95 | 2.7719 | 0.3 | 0.90627 | 3.2073 | 1.7 |  | 1.6491 |  | 0.15606 |  |  |  | 0.537 | 0.837 | 0.94267
| 2030 | 0.70771 | 0.20562 | 1.4142 | 3.7379 | 0.31536 | 0.64469 | 2.4588 | 0.90243 | 1.5092 | 1.6343 |  | 0.81351 |  |  |  | 0.78517 | 1.0852 | 1.166
| 2040 | 0.91049 | 0.20729 | 1.4558 | 4.863 | 0.71991 | 0.62358 | 2.4589 | 0.56252 | 1.5193 | 1.6345 |  | 0.83208 |  |  |  | 0.88604 | 1.186 | 1.2267
| 2050 | 1.1578 |  | 1.474 | 4.9603 | 0.72136 | 0.63497 |  | 0.51354 | 1.6833 | 1.65 |  | 0.82529 |  |  |  | 0.93016 | 1.2302 | 1.2622
Localised jobs
| Capex - direct (committed + new build) | Coal | Nuclear | Gas | Peaking | Hydro | Wind | CSP | Solar PV | Biogas | Biomass | DR | Pumped storage | Other Storage | Hydro (incl. PS) | Biomass/-gas | TOTAL
| 2016 | 0 | 0 | 0 | 0 | 0 | 0 | 0 | 0 | 0 | 0 | 0 | 0 | 0 | 0 | 0 | 0
| 2030 | 17416.8229 | 0 | 1223.4857 | 1985.6571 | 0 | 6400 | 1578.5714 | 2635.9314 | 0 | 0 | 0 | 0 | 0 | 0 | 0 | 31240.4686
| 2040 | 24383.552 | 0 | 4453.488 | 8092.656 | 0 | 25920 | 2210 | 17206.304 | 0 | 0 | 0 | 0 | 0 | 0 | 0 | 82266
| 2050 | 33972.302 | 0 | 5823.792 | 10934.352 | 0 | 36096 | 0 | 26508.8 | 0 | 0 | 0 | 0 | 0 | 0 | 0 | 113335.246
| Opex - direct (existing, committed, new build) | Coal | Nuclear | Gas | Peaking | Hydro | Wind | CSP | Solar PV | Biogas | Biomass | DR | Pumped storage | Other Storage | Hydro (incl. PS) | Biomass/-gas | TOTAL
| 2016 | 47107.1648 | 1194.2542 | 24.1945 | 64.778 | 0 | 539.5806 | 118.4811 | 290.2995 | 0 | 0 | 0 | 0 | 0 | 0 | 0 | 49338.7527
| 2030 | 46448.4512 | 1183.4302 | 395.6232 | 101.1824 | 0 | 5886.9797 | 657.0226 | 1114.9138 | 0 | 0 | 0 | 0 | 0 | 0 | 0 | 55787.603
| 2040 | 24993.25 | 1160.0334 | 959.7919 | 170.961 | 0 | 14893.7339 | 658.8888 | 3906.1842 | 0 | 0 | 0 | 0 | 0 | 0 | 0 | 46742.8434
| 2050 | 20808.8677 | 0 | 1200.3199 | 221.085 | 0 | 20368.9081 | 0 | 5560.9824 | 0 | 0 | 0 | 0 | 0 | 0 | 0 | 48160.1631
| Capex - suppliers (committed + new build) | Coal | Nuclear | Gas | Peaking | Hydro | Wind | CSP | Solar PV | Biogas | Biomass | DR | Pumped storage | Other Storage | Hydro (incl. PS) | Biomass/-gas | TOTAL
| 2016 | 0 | 0 | 0 | 0 | 0 | 0 | 0 | 0 | 0 | 0 | 0 | 0 | 0 | 0 | 0 | 0
| 2030 | 3771.1329 | 0 | 209.1429 | 339.4286 | 0 | 4351.6 | 546.4286 | 1487.2457 | 0 | 0 | 0 | 0 | 0 | 0 | 0 | 10704.9786
| 2040 | 5712.064 | 0 | 761.28 | 1383.36 | 0 | 17820 | 765 | 9708.144 | 0 | 0 | 0 | 0 | 0 | 0 | 0 | 36149.848
| 2050 | 7958.314 | 0 | 995.52 | 1869.12 | 0 | 24816 | 0 | 14956.8 | 0 | 0 | 0 | 0 | 0 | 0 | 0 | 50595.754
| Opex - suppliers (existing, committed, new build) | Coal | Nuclear | Gas | Peaking | Hydro | Wind | CSP | Solar PV | Biogas | Biomass | DR | Pumped storage | Other Storage | Hydro (incl. PS) | Biomass/-gas | TOTAL
|  | 29441.978 | 176.9265 | 4.5365 | 12.1459 | 0 | 17.986 | 13.6709 | 47.5036 | 0 | 0 | 0 | 0 | 0 | 0 | 0 | 29714.7474
|  | 29030.282 | 175.323 | 74.1793 | 18.9717 | 0 | 196.2327 | 75.8103 | 182.4404 | 0 | 0 | 0 | 0 | 0 | 0 | 0 | 29753.2394
|  | 15620.7812 | 171.8568 | 179.961 | 32.0552 | 0 | 496.4578 | 76.0256 | 639.1938 | 0 | 0 | 0 | 0 | 0 | 0 | 0 | 17216.3314
|  | 13005.5423 | 0 | 225.06 | 41.4534 | 0 | 678.9636 | 0 | 909.9789 | 0 | 0 | 0 | 0 | 0 | 0 | 0 | 14860.9983
| Total | Coal | Nuclear | Gas | Peaking | Hydro | Wind | CSP | Solar PV | Biogas | Biomass | DR | Pumped storage | Other Storage | Hydro (incl. PS) | Biomass/-gas | TOTAL
|  | 76549.1428 | 1371.1807 | 28.7309 | 76.9239 | 0 | 557.5666 | 132.152 | 337.803 | 0 | 0 | 0 | 0 | 0 | 0 | 0 | 79053.5001
|  | 96666.6889 | 1358.7532 | 1902.4311 | 2445.2398 | 0 | 16834.8124 | 2857.8329 | 5420.5314 | 0 | 0 | 0 | 0 | 0 | 0 | 0 | 127486.2896
|  | 70709.6472 | 1331.8902 | 6354.5209 | 9679.0322 | 0 | 59130.1917 | 3709.9145 | 31459.826 | 0 | 0 | 0 | 0 | 0 | 0 | 0 | 182375.0228
|  | 75745.026 | 0 | 8244.6919 | 13066.0104 | 0 | 81959.8717 | 0 | 47936.5613 | 0 | 0 | 0 | 0 | 0 | 0 | 0 | 226952.1613

## O-LC_DS-LowD
CAPACITY
| Existing (with decommissioning) [MW] | Coal | Nuclear | Gas | Peaking | Hydro | Wind | CSP | Solar PV | Biogas | Biomass | DR | Pumped storage | Other Storage | Hydro (incl. PS) | Biomass/-gas | TOTAL
| 2016 | 36060 | 1860 | 424.6 | 3419 | 2179 | 1306 | 200 | 1479 | 0 | 264 | 0 | 1580 | 0 | 3759 | 264 | 48771.6
| 2030 | 23080 | 1860 | 424.6 | 3077 | 2179 | 1306 | 200 | 1479 | 0 | 264 | 0 | 1580 | 0 | 3759 | 264 | 35449.6
| 2040 | 7660 | 1860 | 424.6 | 1005 | 2179 | 0 | 200 | 435 | 0 | 264 | 0 | 1580 | 0 | 3759 | 264 | 15607.6
| 2050 | 670 | 0 | 424.6 | 0 | 2179 | 0 | 0 | 0 | 0 | 264 | 0 | 1580 | 0 | 3759 | 264 | 5117.6
| Committed/under construction (with decommissioning) [MW] | Coal | Nuclear | Gas | Peaking | Hydro | Wind | CSP | Solar PV | Biogas | Biomass | DR | Pumped storage | Other Storage | Hydro (incl. PS) | Biomass/-gas | TOTAL
| 2016 | 722 | 0 | 0 | 0 | 0 | 154 | 0 | 0 | 0 | 0 | 0 | 0 | 0 | 0 | 0 | 876
| 2030 | 9536 | 0 | 0 | 0 | 45 | 2800 | 850 | 1332 | 53 | 153 | 0 | 1332 | 0 | 1377 | 206 | 16101
| 2040 | 9536 | 0 | 0 | 0 | 45 | 0 | 850 | 1332 | 53 | 153 | 0 | 1332 | 0 | 1377 | 206 | 13301
| 2050 | 9536 | 0 | 0 | 0 | 45 | 0 | 0 | 0 | 0 | 0 | 0 | 1332 | 0 | 1377 | 0 | 10913
| New Build (incl. decommissioning) [MW] | Coal | Nuclear | Gas | Peaking | Hydro | Wind | CSP | Solar PV | Biogas | Biomass | DR | Pumped storage | Other Storage | Hydro (incl. PS) | Biomass/-gas | TOTAL
| 2016 | [13 empty] | 0 | 0 | 0
| 2030 | 0 | 0 | 732 | 7524 | 0 | 13600 | 0 | 7100 | 0 | 0 | 620 | 333 | 3 | 333 | 0 | 29912
| 2040 | 0 | 0 | 5856 | 18612 | 0 | 40900 | 0 | 39000 | 255 | 0 | 3226 | 333 | 6 | 333 | 255 | 108188
| 2050 | 0 | 0 | 11712 | 25872 | 0 | 59500 | 0 | 55300 | 280 | 0 | 3015 | 333 | 6 | 333 | 280 | 156018
| Total Installed capacity [MW] | Coal | Nuclear | Gas | Peaking | Hydro | Wind | CSP | Solar PV | Biogas | Biomass | DR | Pumped storage | Other Storage | Hydro (incl. PS) | Biomass/-gas | TOTAL
36782 | 2016 | 36782 | 1860 | 424.6 | 3419 | 2179 | 1460 | 200 | 1479 | 0 | 264 | 0 | 1580 | 0 | 3759 | 264 | 49647.6
32616 | 2030 | 32616 | 1860 | 1156.6 | 10601 | 2224 | 17706 | 1050 | 9911 | 53 | 417 | 620 | 3245 | 3 | 5469 | 470 | 81462.6
17196 | 2040 | 17196 | 1860 | 6280.6 | 19617 | 2224 | 40900 | 1050 | 40767 | 308 | 417 | 3226 | 3245 | 6 | 5469 | 725 | 137096.6
10206 | 2050 | 10206 | 0 | 12136.6 | 25872 | 2224 | 59500 | 0 | 55300 | 280 | 264 | 3015 | 3245 | 6 | 5469 | 544 | 172048.6
| 2016 | 74.09% | 3.746% | 0.8552% | 6.887% | 4.389% | 2.941% | 0.4028% | 2.979% | 0% | 0.5317% | 0% | 3.182% | 0% | 7.571% | 0.5317% | 100%
| 2030 | 40.04% | 2.283% | 1.42% | 13.01% | 2.73% | 21.74% | 1.289% | 12.17% | 0.06506% | 0.5119% | 0.7611% | 3.983% | 0.003683% | 6.714% | 0.577% | 100%
| 2040 | 12.54% | 1.357% | 4.581% | 14.31% | 1.622% | 29.83% | 0.7659% | 29.74% | 0.2247% | 0.3042% | 2.353% | 2.367% | 0.004376% | 3.989% | 0.5288% | 100%
| 2050 | 5.932% | 0% | 7.054% | 15.04% | 1.293% | 34.58% | 0% | 32.14% | 0.1627% | 0.1534% | 1.752% | 1.886% | 0.003487% | 3.179% | 0.3162% | 100%
ENERGY GENERATED
| Existing (with decommissioning) [GWh] | Coal | Nuclear | Gas | Peaking | Hydro | Wind | CSP | Solar PV | Biogas | Biomass | DR | Pumped storage | Other Storage | Hydro (incl. PS) | Biomass/-gas | TOTAL
| 2016 | 194808.8043 | 14743.8788 | 756.0768 | 2024.3137 | 15799.1243 | 4022.2163 | 827.6699 | 2639.0862 | 0 | 1583.7347 | 0 | 2994.393 | 0 | 18793.5172 | 1583.7347 | 240199.298
| 2030 | 125317.1684 | 14581.5603 | 2226.6051 | 225.4144 | 12496.7317 | 4186.9967 | 840.4593 | 2623.3753 | 0 | 1561.5815 | 0 | 2632.5551 | 0 | 15129.2868 | 1561.5815 | 166692.4477 |  |  |  |  | 122863 | 14296 | 2183 | 221 | 12252 | 4105 | 824 | 2572 | 0 | 1531 | 0 | 2581
| 2040 | 34901.5864 | 13947.981 | 2240.4742 | 77.327 | 11648.2563 | 0 | 843.5671 | 776.2826 | 0 | 1580.6841 | 0 | 2913.3194 | 0 | 14561.5757 | 1580.6841 | 68929.4782 |  |  |  |  | 34754 | 13889 | 2231 | 77 | 11599 | 0 | 840 | 773 | 0 | 1574 | 0 | 2901
| 2050 | 0 | 0 | 2258.2642 | 0 | 11158.003 | 0 | 0 | 0 | 0 | 1639.5059 | 0 | 2886.1817 | 0 | 14044.1848 | 1639.5059 | 17941.9549 |  |  |  |  | 0 | 0 | 2219 | 0 | 10964 | 0 | 0 | 0 | 0 | 1611 | 0 | 2836
| Committed/under construction (with decommissioning) [GWh] | Coal | Nuclear | Gas | Peaking | Hydro | Wind | CSP | Solar PV | Biogas | Biomass | DR | Pumped storage | Other Storage | Hydro (incl. PS) | Biomass/-gas | TOTAL
| 2016 | 5136.717 | 0 | 0 | 0 | 0 | 474.2889 | 83.7231 | 0 | 0 | 38.5012 | 0 | 0 | 0 | 0 | 38.5012 | 5733.2301
| 2030 | 66378.9424 | 0 | 0 | 0 | 199.9151 | 8977.8185 | 4212.4961 | 2363.2817 | 353.9313 | 1024.0547 | 0 | 2993.6261 | 0 | 3193.5412 | 1377.986 | 86504.0659 |  |  |  |  | 65079 | 0 | 0 | 0 | 196 | 8802 | 4130 | 2317 | 347 | 1004 | 0 | 2935
| 2040 | 62806.5866 | 0 | 0 | 0 | 200.8493 | 0 | 4219.8442 | 2377.0517 | 355.5033 | 1029.3528 | 0 | 3127.2239 | 0 | 3328.0732 | 1384.8561 | 74116.4118 |  |  |  |  | 62541 | 0 | 0 | 0 | 200 | 0 | 4202 | 2367 | 354 | 1025 | 0 | 3114
| 2050 | 60165.0841 | 0 | 0 | 0 | 200.4858 | 0 | 0 | 0 | 0 | 0 | 0 | 3166.0477 | 0 | 3366.5336 | 0 | 63531.6177 |  |  |  |  | 59119 | 0 | 0 | 0 | 197 | 0 | 0 | 0 | 0 | 0 | 0 | 3111
| New Build (incl. decommissioning) [GWh] | Coal | Nuclear | Gas | Peaking | Hydro | Wind | CSP | Solar PV | Biogas | Biomass | DR | Pumped storage | Other Storage | Hydro (incl. PS) | Biomass/-gas | TOTAL
| 2016 | 0 | 0 | 0 | 0 | 0 | 0 | 0 | 0 | 0 | 0 | 0 | 0 | 0 | 0 | 0 | 0
| 2030 | 0 | 0 | 1684.9984 | 3639.2702 | 0 | 43555.9855 | 0 | 12604.849 | 0 | 0 | 0 | 0 | 0 | 0 | 0 | 61485.1032 |  |  |  |  | 0 | 0 | 1652 | 3568 | 0 | 42703 | 0 | 12358 | 0 | 0 | 2915 | 0
| 2040 | 0 | 0 | 14986.372 | 7628.2572 | 0 | 125447.4726 | 0 | 66733.1908 | 1596.7521 | 0 | 0 | 0 | 0 | 0 | 1596.7521 | 216392.0447 |  |  |  |  | 0 | 0 | 14923 | 7596 | 0 | 124917 | 0 | 66451 | 1590 | 0 | 12280 | 0
| 2050 | 0 | 0 | 32942.7726 | 9907.2564 | 0 | 180219.4571 | 0 | 84134.8439 | 1464.4625 | 0 | 0 | 0 | 0 | 0 | 1464.4625 | 308668.7925 |  |  |  |  | 0 | 0 | 32370 | 9735 | 0 | 177086 | 0 | 82672 | 1439 | 0 | 11543 | 0
| Total energy [GWh] | Coal | Nuclear | Gas | Peaking | Hydro | Wind | CSP | Solar PV | Biogas | Biomass | DR | Pumped storage | Other Storage | Hydro (incl. PS) | Biomass/-gas | TOTAL |  |  | RE share [GWh] | RE share [%]
199945.5213 | 2016 | 199945.5213 | 14743.8788 | 756.0768 | 2024.3137 | 15799.1243 | 4496.5052 | 911.393 | 2639.0862 | 0 | 1622.2359 | 0 | 2994.393 | 0 | 18793.5172 | 1622.2359 | 245932.5282 |  |  | 25468.3446 | 10.36% | 240333.531
191696.1109 | 2030 | 191696.1109 | 14581.5603 | 3911.6035 | 3864.6847 | 12696.6468 | 56720.8007 | 5052.9553 | 17591.506 | 353.9313 | 2585.6362 | 0 | 5626.1812 | 0 | 18322.828 | 2939.5675 | 314681.6168 |  |  | 95001.4763 | 30.19% | 301333.1369
97708.173 | 2040 | 97708.173 | 13947.981 | 17226.8462 | 7705.5842 | 11849.1056 | 125447.4726 | 5063.4114 | 69886.5252 | 1952.2554 | 2610.0369 | 0 | 6040.5433 | 0 | 17889.6489 | 4562.2923 | 359437.9347 |  |  | 216808.8071 | 60.32% | 350077.2651
60165.0841 | 2050 | 60165.0841 | 0 | 35201.0368 | 9907.2564 | 11358.4889 | 180219.4571 | 0 | 84134.8439 | 1464.4625 | 1639.5059 | 0 | 6052.2295 | 0 | 17410.7184 | 3103.9684 | 390142.3651 |  |  | 278816.7583 | 71.47% | 375606.3564
| 2016 | 81.3% | 5.995% | 0.3074% | 0.8231% | 6.424% | 1.828% | 0.3706% | 1.073% | 0% | 0.6596% | 0% | 1.218% | 0% | 7.642% | 0.6596% | 100%
| 2030 | 60.92% | 4.634% | 1.243% | 1.228% | 4.035% | 18.02% | 1.606% | 5.59% | 0.1125% | 0.8217% | 0% | 1.788% | 0% | 5.823% | 0.9341% | 100%
| 2040 | 27.18% | 3.88% | 4.793% | 2.144% | 3.297% | 34.9% | 1.409% | 19.44% | 0.5431% | 0.7261% | 0% | 1.681% | 0% | 4.977% | 1.269% | 100%
| 2050 | 15.42% | 0% | 9.023% | 2.539% | 2.911% | 46.19% | 0% | 21.57% | 0.3754% | 0.4202% | 0% | 1.551% | 0% | 4.463% | 0.7956% | 100%
CAPACITY FACTOR
| Existing (with decommissioning) [%] | Coal | Nuclear | Gas | Peaking | Hydro | Wind | CSP | Solar PV | Biogas | Biomass | DR | Pumped storage | Other Storage | Hydro (incl. PS) | Biomass/-gas
| 2016 | 61.67% | 90.49% | 20.33% | 6.759% | 82.77% | 35.16% | 47.24% | 20.37% | 0% | 68.48% | 0% | 21.63% | 0% | 57.07% | 68.48%
| 2030 | 61.98% | 89.49% | 59.86% | 0.8363% | 65.47% | 36.6% | 47.97% | 20.25% | 0% | 67.52% | 0% | 19.02% | 0% | 45.95% | 67.52%
| 2040 | 52.01% | 85.6% | 60.24% | 0.8783% | 61.02% | 0% | 48.15% | 20.37% | 0% | 68.35% | 0% | 21.05% | 0% | 44.22% | 68.35%
| 2050 | 0% | 0% | 60.71% | 0% | 58.46% | 0% | 0% | 0% | 0% | 70.89% | 0% | 20.85% | 0% | 42.65% | 70.89%
| Committed/under construction (with decommissioning) [%] | Coal | Nuclear | Gas | Peaking | Hydro | Wind | CSP | Solar PV | Biogas | Biomass | DR | Pumped storage | Other Storage | Hydro (incl. PS) | Biomass/-gas
| 2016 | 81.22% | 0% | 0% | 0% | 0% | 35.16% | 0% | 0% | 0% | 0% | 0% | 0% | 0% | 0% | 0%
| 2030 | 79.46% | 0% | 0% | 0% | 50.71% | 36.6% | 56.57% | 20.25% | 76.23% | 76.41% | 0% | 25.66% | 0% | 26.47% | 76.36%
| 2040 | 75.19% | 0% | 0% | 0% | 50.95% | 0% | 56.67% | 20.37% | 76.57% | 76.8% | 0% | 26.8% | 0% | 27.59% | 76.74%
| 2050 | 72.02% | 0% | 0% | 0% | 50.86% | 0% | 0% | 0% | 0% | 0% | 0% | 27.13% | 0% | 27.91% | 0%
| New Build (incl. decommissioning) [%] | Coal | Nuclear | Gas | Peaking | Hydro | Wind | CSP | Solar PV | Biogas | Biomass | DR | Pumped storage | Other Storage | Hydro (incl. PS) | Biomass/-gas
| 2016 | 0% | 0% | 0% | 0% | 0% | 0% | 0% | 0% | 0% | 0% | 0% | 0% | 0% | 0% | 0%
| 2030 | 0% | 0% | 26.28% | 5.522% | 0% | 36.56% | 0% | 20.27% | 0% | 0% | 0% | 0% | 0% | 0% | 0%
| 2040 | 0% | 0% | 29.21% | 4.679% | 0% | 35.01% | 0% | 19.53% | 71.48% | 0% | 0% | 0% | 0% | 0% | 71.48%
| 2050 | 0% | 0% | 32.11% | 4.371% | 0% | 34.58% | 0% | 17.37% | 59.71% | 0% | 0% | 0% | 0% | 0% | 59.71%
| All [%] | Coal | Nuclear | Gas | Peaking | Hydro | Wind | CSP | Solar PV | Biogas | Biomass | DR | Pumped storage | Other Storage | Hydro (incl. PS) | Biomass/-gas
| 2016 | 62.05% | 90.49% | 20.33% | 6.759% | 82.77% | 35.16% | 52.02% | 20.37% | 0% | 70.15% | 0% | 21.63% | 0% | 57.07% | 70.15%
| 2030 | 67.09% | 89.49% | 38.61% | 4.162% | 65.17% | 36.57% | 54.94% | 20.26% | 76.23% | 70.78% | 0% | 19.79% | 0% | 38.25% | 71.4%
| 2040 | 64.86% | 85.6% | 31.31% | 4.484% | 60.82% | 35.01% | 55.05% | 19.57% | 72.36% | 71.45% | 0% | 21.25% | 0% | 37.34% | 71.84%
| 2050 | 67.3% | 0% | 33.11% | 4.371% | 58.3% | 34.58% | 0% | 17.37% | 59.71% | 70.89% | 0% | 21.29% | 0% | 36.34% | 65.13%
ENERGY AVAILABLE/CURTAILED
| Total energy available [GWh] | Coal | Nuclear | Gas | Peaking | Hydro | Wind | CSP | Solar PV | Biogas | Biomass | DR | Pumped storage | Other Storage
| 2016 | 237361.2397 | 14483.9089 | 2953.3918 | 26109.1118 | 17279.1553 | 4573.4047 | 922.3032 | 2684.1838 | 0 | 1875.5851 | 0 | 12224.544 | #REF! | [7 empty] | 235642 | 14379 | 2932 | 25920 | 17154 | 4540.2789 | 915.6228 | 2664.7419 | 0 | 1862 | 0 | 12136
| 2030 | 0 | 0 | 0 | 0 | 0 | 0 | 0 | 0 | 0 | 0 | 0 | 0 | #REF!
| 2040 | 0 | 0 | 0 | 0 | 0 | 0 | 0 | 0 | 0 | 0 | 0 | 0 | #REF!
| 2050 | 0 | 0 | 0 | 0 | 0 | 0 | 0 | 0 | 0 | 0 | 0 | 0 | #REF!
| Total energy curtailed [GWh] | Coal | Nuclear | Gas | Peaking | Hydro | Wind | CSP | Solar PV | Biogas | Biomass | DR | Pumped storage | Other Storage
| 2016 | 37415.7183 | -259.9699 | 2197.3151 | 24084.7982 | 1480.031 | 76.8995 | 10.9102 | 45.0975 | 0 | 253.3492 | 0 | 9230.1511 | #REF!
| 2030 | -191696.1109 | -14581.5603 | -3911.6035 | -3864.6847 | -12696.6468 | -56720.8007 | -5052.9553 | -17591.506 | -353.9313 | -2585.6362 | 0 | -5626.1812 | #REF!
| 2040 | -97708.173 | -13947.981 | -17226.8462 | -7705.5842 | -11849.1056 | -125447.4726 | -5063.4114 | -69886.5252 | -1952.2554 | -2610.0369 | 0 | -6040.5433 | #REF!
| 2050 | -60165.0841 | 0 | -35201.0368 | -9907.2564 | -11358.4889 | -180219.4571 | 0 | -84134.8439 | -1464.4625 | -1639.5059 | 0 | -6052.2295 | #REF!
| Total energy curtailed [%] | Coal | Nuclear | Gas | Peaking | Hydro | Wind | CSP | Solar PV | Biogas | Biomass | DR | Pumped storage | Other Storage
| 2016 | 15.76% | -1.795% | 74.4% | 92.25% | 8.565% | 1.681% | 1.183% | 1.68% |  | 13.51% |  | 75.51%
2030
2040
2050
CO2 emissions
| Existing (with decommissioning) [Mt] | Coal | Nuclear | Gas | Peaking | Hydro | Wind | CSP | Solar PV | Biogas | Biomass | DR | Pumped storage | Other Storage | Hydro (incl. PS) | Biomass/-gas | TOTAL
| 2016 | 210.1216 | 0 | 0.27748 | 1.162 | 0 | 0 | 0 | 0 | 0 | 0 | 0 | 0.00059888 | 0 | 0.00059888 | 0 | 211.5616
| 2030 | 135.1676 | 0 | 0.81716 | 0.12939 | 0 | 0 | 0 | 0 | 0 | 0 | 0 | 0.00052651 | 0 | 0.00052651 | 0 | 136.1147
| 2040 | 37.645 | 0 | 0.82225 | 0.044386 | 0 | 0 | 0 | 0 | 0 | 0 | 0 | 0.00058266 | 0 | 0.00058266 | 0 | 38.5122
| 2050 | 0 | 0 | 0.82878 | 0 | 0 | 0 | 0 | 0 | 0 | 0 | 0 | 0.00057724 | 0 | 0.00057724 | 0 | 0.82936
| Committed/under construction (with decommissioning) [Mt] | Coal | Nuclear | Gas | Peaking | Hydro | Wind | CSP | Solar PV | Biogas | Biomass | DR | Pumped storage | Other Storage | Hydro (incl. PS) | Biomass/-gas | TOTAL
| 2016 | 5.012 | 0 | 0 | 0 | 0 | 0 | 0 | 0 | 0 | 0 | 0 | 0 | 0 | 0 | 0 | 5.012
| 2030 | 64.7675 | 0 | 0 | 0 | 0 | 0 | 0 | 0 | 0 | 0 | 0 | 0.00059873 | 0 | 0.00059873 | 0 | 64.7681
| 2040 | 61.2818 | 0 | 0 | 0 | 0 | 0 | 0 | 0 | 0 | 0 | 0 | 0.00062544 | 0 | 0.00062544 | 0 | 61.2825
| 2050 | 58.7045 | 0 | 0 | 0 | 0 | 0 | 0 | 0 | 0 | 0 | 0 | 0.00063321 | 0 | 0.00063321 | 0 | 58.7051
| New Build (incl. decommissioning) [Mt] | Coal | Nuclear | Gas | Peaking | Hydro | Wind | CSP | Solar PV | Biogas | Biomass | DR | Pumped storage | Other Storage | Hydro (incl. PS) | Biomass/-gas | TOTAL
| 2016 | 0 | 0 | 0 | 0 | 0 | 0 | 0 | 0 | 0 | 0 | 0 | 0 | 0 | 0 | 0 | 0
| 2030 | 0 | 0 | 0.61839 | 2.0889 | 0 | 0 | 0 | 0 | 0 | 0 | 0 | 0 | 0 | 0 | 0 | 2.7073
| 2040 | 0 | 0 | 5.5 | 4.3786 | 0 | 0 | 0 | 0 | 0 | 0 | 0 | 0 | 0 | 0 | 0 | 9.8786
| 2050 | 0 | 0 | 12.09 | 5.6868 | 0 | 0 | 0 | 0 | 0 | 0 | 0 | 0 | 0 | 0 | 0 | 17.7768
| Total [Mt] | Coal | Nuclear | Gas | Peaking | Hydro | Wind | CSP | Solar PV | Biogas | Biomass | DR | Pumped storage | Other Storage | Hydro (incl. PS) | Biomass/-gas | TOTAL
| 2016 | 215.1336 | 0 | 0.27748 | 1.162 | 0 | 0 | 0 | 0 | 0 | 0 | 0 | 0.00059888 | 0 | 0.00059888 | 0 | 216.5736
| 2030 | 199.9351 | 0 | 1.4356 | 2.2183 | 0 | 0 | 0 | 0 | 0 | 0 | 0 | 0.0011252 | 0 | 0.0011252 | 0 | 203.5901
| 2040 | 98.9268 | 0 | 6.3223 | 4.423 | 0 | 0 | 0 | 0 | 0 | 0 | 0 | 0.0012081 | 0 | 0.0012081 | 0 | 109.6733
| 2050 | 58.7045 | 0 | 12.9188 | 5.6868 | 0 | 0 | 0 | 0 | 0 | 0 | 0 | 0.0012104 | 0 | 0.0012104 | 0 | 77.3112
| 2016 | 99.34% | 0% | 0.1281% | 0.5365% | 0% | 0% | 0% | 0% | 0% | 0% | 0% | 0.0002765% | 0% | 0.0002765% | 0% | 100%
| 2030 | 98.2% | 0% | 0.7051% | 1.09% | 0% | 0% | 0% | 0% | 0% | 0% | 0% | 0.0005527% | 0% | 0.0005527% | 0% | 100%
| 2040 | 90.2% | 0% | 5.765% | 4.033% | 0% | 0% | 0% | 0% | 0% | 0% | 0% | 0.001102% | 0% | 0.001102% | 0% | 100%
| 2050 | 75.93% | 0% | 16.71% | 7.356% | 0% | 0% | 0% | 0% | 0% | 0% | 0% | 0.001566% | 0% | 0.001566% | 0% | 100%
Water usage
| Existing (with decommissioning) [bl] | Coal | Nuclear | Gas | Peaking | Hydro | Wind | CSP | Solar PV | Biogas | Biomass | DR | Pumped storage | Other Storage | Hydro (incl. PS) | Biomass/-gas | TOTAL
| 2016 | 280.5247 | 0 | 0.01497 | 0 | 0 | 0 | 0.066214 | 0 | 0 | 0.35951 | 0 | 0.00059888 | 0 | 0.00059888 | 0.35951 | 280.966
| 2030 | 180.4567 | 0 | 0.044087 | 0 | 0 | 0 | 0.067237 | 0 | 0 | 0.35448 | 0 | 0.00052651 | 0 | 0.00052651 | 0.35448 | 180.9231
| 2040 | 50.2583 | 0 | 0.044361 | 0 | 0 | 0 | 0.067485 | 0 | 0 | 0.35882 | 0 | 0.00058266 | 0 | 0.00058266 | 0.35882 | 50.7295
| 2050 | 0 | 0 | 0.044714 | 0 | 0 | 0 | 0 | 0 | 0 | 0.37217 | 0 | 0.00057724 | 0 | 0.00057724 | 0.37217 | 0.41746
| Committed/under construction (with decommissioning) [bl] | Coal | Nuclear | Gas | Peaking | Hydro | Wind | CSP | Solar PV | Biogas | Biomass | DR | Pumped storage | Other Storage | Hydro (incl. PS) | Biomass/-gas | TOTAL
| 2016 | 1.1866 | 0 | 0 | 0 | 0 | 0 | 0.0066978 | 0 | 0 | 0.0087398 | 0 | 0 | 0 | 0 | 0.0087398 | 1.202
| 2030 | 15.3335 | 0 | 0 | 0 | 0 | 0 | 0.337 | 0 | 0 | 0.23246 | 0 | 0.00059873 | 0 | 0.00059873 | 0.23246 | 15.9036
| 2040 | 14.5083 | 0 | 0 | 0 | 0 | 0 | 0.33759 | 0 | 0 | 0.23366 | 0 | 0.00062544 | 0 | 0.00062544 | 0.23366 | 15.0802
| 2050 | 13.8981 | 0 | 0 | 0 | 0 | 0 | 0 | 0 | 0 | 0 | 0 | 0.00063321 | 0 | 0.00063321 | 0 | 13.8988
| New Build (incl. decommissioning) [bl] | Coal | Nuclear | Gas | Peaking | Hydro | Wind | CSP | Solar PV | Biogas | Biomass | DR | Pumped storage | Other Storage | Hydro (incl. PS) | Biomass/-gas | TOTAL
| 2016 | 0 | 0 | 0 | 0 | 0 | 0 | 0 | 0 | 0 | 0 | 0 | 0 | 0 | 0 | 0 | 0
| 2030 | 0 | 0 | 0.033363 | 0 | 0 | 0 | 0 | 0 | 0 | 0 | 0 | 0 | 0 | 0 | 0 | 0.033363
| 2040 | 0 | 0 | 0.29673 | 0 | 0 | 0 | 0 | 0 | 0 | 0 | 0 | 0 | 0 | 0 | 0 | 0.29673
| 2050 | 0 | 0 | 0.65227 | 0 | 0 | 0 | 0 | 0 | 0 | 0 | 0 | 0 | 0 | 0 | 0 | 0.65227
| Total [bl] | Coal | Nuclear | Gas | Peaking | Hydro | Wind | CSP | Solar PV | Biogas | Biomass | DR | Pumped storage | Other Storage | Hydro (incl. PS) | Biomass/-gas | TOTAL
| 2016 | 281.7113 | 0 | 0.01497 | 0 | 0 | 0 | 0.072911 | 0 | 0 | 0.36825 | 0 | 0.00059888 | 0 | 0.00059888 | 0.36825 | 282.168
| 2030 | 195.7903 | 0 | 0.07745 | 0 | 0 | 0 | 0.40424 | 0 | 0 | 0.58694 | 0 | 0.0011252 | 0 | 0.0011252 | 0.58694 | 196.86
| 2040 | 64.7666 | 0 | 0.34109 | 0 | 0 | 0 | 0.40507 | 0 | 0 | 0.59248 | 0 | 0.0012081 | 0 | 0.0012081 | 0.59248 | 66.1065
| 2050 | 13.8981 | 0 | 0.69698 | 0 | 0 | 0 | 0 | 0 | 0 | 0.37217 | 0 | 0.0012104 | 0 | 0.0012104 | 0.37217 | 14.9685
| 2016 | 99.84% | 0% | 0.005305% | 0% | 0% | 0% | 0.02584% | 0% | 0% | 0.1305% | 0% | 0.0002122% | 0% | 0.0002122% | 0.1305% | 100%
| 2030 | 99.46% | 0% | 0.03934% | 0% | 0% | 0% | 0.2053% | 0% | 0% | 0.2982% | 0% | 0.0005716% | 0% | 0.0005716% | 0.2982% | 100%
| 2040 | 97.97% | 0% | 0.516% | 0% | 0% | 0% | 0.6128% | 0% | 0% | 0.8962% | 0% | 0.001828% | 0% | 0.001828% | 0.8962% | 100%
| 2050 | 92.85% | 0% | 4.656% | 0% | 0% | 0% | 0% | 0% | 0% | 2.486% | 0% | 0.008087% | 0% | 0.008087% | 2.486% | 100%
Generation cost
| Capital costs [R/kW/yr] | 547 | 0 | 0 | 0 | 0 | 0 | 0 | 0 | 0 | 0 | 0 | 0 | 0
| Fixed costs [R/kW/yr] | 650 | 650 | 0 | 161 | 0 | 0 | 0 | 0 | 0 | 0 | 0 | 201 | 0
| Variable costs (incl fuel) [R/kWh] | 0.26832 | 0.12287 | 0.95 | 2.5 | 0.3 | 0.93 | 3.3 | 1.7 | 1.107 | 1.65 | 1.51 | 0.05 | 0
| Existing (with decommissioning) [R-billion] | Coal | Nuclear | Gas | Peaking | Hydro | Wind | CSP | Solar PV | Biogas | Biomass | DR | Pumped storage | Other Storage | Hydro (incl. PS) | Biomass/-gas | TOTAL
| 2016 | 95.4358 | 3.0206 | 0.71827 | 5.6112 | 4.7397 | 3.7407 | 2.7313 | 4.4864 | 0 | 2.6132 | 0 | 0.4673 | 0 | 5.207 | 2.6132 | 123.5646
| 2030 | 61.2524 | 3.0007 | 2.1153 | 1.0589 | 3.749 | 3.8939 | 2.7735 | 4.4597 | 0 | 2.5766 | 0 | 0.44921 | 0 | 4.1982 | 2.5766 | 85.3293
| 2040 | 18.534 | 2.9228 | 2.1285 | 0.35512 | 3.4945 | 0 | 2.7838 | 1.3197 | 0 | 2.6081 | 0 | 0.46325 | 0 | 3.9577 | 2.6081 | 34.6097
| 2050 | 0.80199 | 0 | 2.1454 | 0 | 3.3474 | 0 | 0 | 0 | 0 | 2.7052 | 0 | 0.46189 | 0 | 3.8093 | 2.7052 | 9.4618
| Capital costs [R/kW/yr] | 4602 | 6454.9045 | 901.1097 | 794.3546 | 0 | 0 | 0 | 0 | 2810 | 0 | 0 | 2328.2524 | 0
| Fixed costs [R/kW/yr] | 924 | 968.0686 | 165.1733 | 160.7978 | 0 | 0 | 0 | 0 | 2373 | 0 | 0 | 201.2708 | 0
| Variable costs (incl fuel) [R/kWh] | 0.36169 | 0.12287 | 1.1311 | 1.7303 | 1.24 | 0.70507 | 2.2908 | 0.79658 | 0.09 | 1.61 | 1.51 | 0 | 0
| Committed/under construction (incl. decommissioning) [R-billion] | Coal | Nuclear | Gas | Peaking | Hydro | Wind | CSP | Solar PV | Biogas | Biomass | DR | Pumped storage | Other Storage | Hydro (incl. PS) | Biomass/-gas | TOTAL
| 2016 | 5.8477 | 0 | 0 | 0 | 0 | 0.33441 | 0.19179 | 0 | 0 | 0.061987 | 0 | 0 | 0 | 0 | 0.061987 | 6.4358
| 2030 | 76.7043 | 0 | 0 | 0 | 0.24789 | 6.33 | 9.6499 | 1.8825 | 0.30655 | 1.6487 | 0 | 3.3693 | 0 | 3.6172 | 1.9553 | 100.1392
| 2040 | 75.4122 | 0 | 0 | 0 | 0.24905 | 0 | 9.6667 | 1.8935 | 0.30669 | 1.6573 | 0 | 3.3693 | 0 | 3.6184 | 1.964 | 92.5547
| 2050 | 74.4568 | 0 | 0 | 0 | 0.2486 | 0 | 0 | 0 | 0 | 0 | 0 | 3.3693 | 0 | 3.6179 | 0 | 78.0748
| Capital costs [R/kW/yr] | 3559.4977 | 6454.9045 | 901.1097 | 794.3546 | 5564 | 1911 | 10206 | 1073 | 1154.079 | 4395 | 0 | 2328.2524 | 2512
| 2030 | 3559.4977 | 6281 | 901.1097 | 794.3546 | 5564 | 1911 | 8246 | 967 | 1154.079 | 4395 | 0 | 2328.2524 | 2512
| 2040 | 3559.4977 | 6281 | 901.1097 | 794.3546 | 5564 | 1911 | 7196 | 911 | 1154.079 | 4395 | 0 | 2328.2524 | 2512
| 2050 | 3559.4977 | 6281 | 901.1097 | 794.3546 | 5564 | 1911 | 6146 | 854 | 1154.079 | 4395 | 0 | 2328.2524 | 2512
| Fixed costs [R/kW/yr] | 924 | 968.0686 | 165.1733 | 160.7978 | 907.4248 | 0 | 0 | 0 | 422 | 1655.0144 | 0 | 201.2708 | 618
| 2030 | 924 | 968.0686 | 165.1733 | 160.7978 | 907.4248 | 0 | 0 | 0 | 422 | 1655.0144 | 0 | 201.2708 | 618
| 2040 | 924 | 968.0686 | 165.1733 | 160.7978 | 907.4248 | 0 | 0 | 0 | 422 | 1655.0144 | 0 | 201.2708 | 618
| 2050 | 924 | 968.0686 | 165.1733 | 160.7978 | 907.4248 | 0 | 0 | 0 | 422 | 1655.0144 | 0 | 201.2708 | 618
| Variable costs (incl fuel) [R/kWh] | 0.36169 | 0.12287 | 1.1311 | 1.7303 | 0 | 0 | 0 | 0 | 1.42 | 0.46 | 1.51 | 0 | 0.032
| 2030 | 0.36169 | 0.12287 | 1.1311 | 1.7303 | 0 | 0 | 0 | 0 | 1.42 | 0.46 | 1.51 | 0 | 0.032
| 2040 | 0.36169 | 0.12287 | 1.1311 | 1.7303 | 0 | 0 | 0 | 0 | 1.42 | 0.46 | 1.51 | 0 | 0.032
| 2050 | 0.36169 | 0.12287 | 1.1311 | 1.7303 | 0 | 0 | 0 | 0 | 1.42 | 0.46 | 1.51 | 0 | 0.032
| New Build (incl. decommissioning) [R-billion] | Coal | Nuclear | Gas | Peaking | Hydro | Wind | CSP | Solar PV | Biogas | Biomass | DR | Pumped storage | Other Storage | Hydro (incl. PS) | Biomass/-gas | TOTAL
101.2835 | 2016 | 0 | 0 | 0 | 0 | 0 | 0 | 0 | 0 | 0 | 0 | 0 | 0 | 0 | 0 | 0 | 0
137.9567 | 2030 | 0 | 0 | 2.6865 | 13.4834 | 0 | 25.9896 | 0 | 6.8657 | 0 | 0 | 0 | 0.84233 | 0.00939 | 0.84233 | 0 | 49.8769
93.9462 | 2040 | 0 | 0 | 23.1956 | 30.9761 | 0 | 78.1599 | 0 | 35.529 | 2.6693 | 0 | 0 | 0.84233 | 0.01878 | 0.84233 | 2.6693 | 171.3911
75.2588 | 2050 | 0 | 0 | 49.7508 | 41.8538 | 0 | 113.7045 | 0 | 47.2262 | 2.5208 | 0 | 0 | 0.84233 | 0.01878 | 0.84233 | 2.5208 | 255.9172
| Total cost [R-billion] | Coal | Nuclear | Gas | Peaking | Hydro | Wind | CSP | Solar PV | Biogas | Biomass | DR | Pumped storage | Other Storage | Hydro (incl. PS) | Biomass/-gas | TOTAL | With CO2 | Total (with Tx/Dx/Other) | Total +CO2 (with Tx/Dx/Other) | Compared to Base Case (LowD)
| 2016 | 101.2835 | 3.0206 | 0.71827 | 5.6112 | 4.7397 | 4.0751 | 2.9231 | 4.4864 | 0 | 2.6751 | 0 | 0.4673 | 0 | 5.207 | 2.6751 | 130.0004 | 155.9892 | 202.6265 | 228.6153 | 0
| 2030 | 137.9567 | 3.0007 | 4.8017 | 14.5424 | 3.9969 | 36.2135 | 12.4234 | 13.208 | 0.30655 | 4.2253 | 0 | 4.6609 | 0.00939 | 8.6578 | 4.5319 | 235.3455 | 259.7763 | 327.5511 | 351.9819 | -6.9315
| 2040 | 93.9462 | 2.9228 | 25.3241 | 31.3313 | 3.7435 | 78.1599 | 12.4505 | 38.7422 | 2.976 | 4.2654 | 0 | 4.6749 | 0.01878 | 8.4184 | 7.2414 | 298.5555 | 311.7163 | 404.0247 | 417.1855 | -25.0997
| 2050 | 75.2588 | 0 | 51.8961 | 41.8538 | 3.596 | 113.7045 | 0 | 47.2262 | 2.5208 | 2.7052 | 0 | 4.6735 | 0.01878 | 8.2695 | 5.226 | 343.4538 | 352.7311 | 458.1296 | 467.4069 | -28.4599
| 2016 | 77.91% | 2.324% | 0.5525% | 4.316% | 3.646% | 3.135% | 2.249% | 3.451% | 0% | 2.058% | 0% | 0.3595% | 0% | 4.005% | 2.058% | 100%
| 2030 | 58.62% | 1.275% | 2.04% | 6.179% | 1.698% | 15.39% | 5.279% | 5.612% | 0.1303% | 1.795% | 0% | 1.98% | 0.00399% | 3.679% | 1.926% | 100%
| 2040 | 31.47% | 0.979% | 8.482% | 10.49% | 1.254% | 26.18% | 4.17% | 12.98% | 0.9968% | 1.429% | 0% | 1.566% | 0.00629% | 2.82% | 2.425% | 100%
| 2050 | 21.91% | 0% | 15.11% | 12.19% | 1.047% | 33.11% | 0% | 13.75% | 0.734% | 0.7876% | 0% | 1.361% | 0.005468% | 2.408% | 1.522% | 100%
Tariff estimate
| Cost per energy unit (existing) [R/kWh] | Coal | Nuclear | Gas | Peaking | Hydro | Wind | CSP | Solar PV | Biogas | Biomass | DR | Pumped storage | Other Storage | Hydro (incl. PS) | Biomass/-gas
| 2016 | 0.48989 | 0.20487 | 0.95 | 2.7719 | 0.3 | 0.93 | 3.3 | 1.7 |  | 1.65 |  | 0.15606 |  |  |  | 0.51041
| 2030 | 0.48878 | 0.20579 | 0.95 | 4.6977 | 0.3 | 0.93 | 3.3 | 1.7 |  | 1.65 |  | 0.17064 |  |  |  | 0.5119
| 2040 | 0.53104 | 0.20955 | 0.95 | 4.5925 | 0.3 |  | 3.3 | 1.7 |  | 1.65 |  | 0.15901 |  |  |  | 0.5021
| 2050 |  |  | 0.95 |  | 0.3 |  |  |  |  | 1.65 |  | 0.16003 |  |  |  | 0.52736
Cost per energy unit (committed/under construction) [R/kWh]
| 2016 | 1.1384 |  |  |  |  | 0.70507 | 2.2908 |  |  | 1.61 | [5 empty] | 0.026585
| 2030 | 1.1556 |  |  |  | 1.24 | 0.70507 | 2.2908 | 0.79658 | 0.86614 | 1.61 |  | 1.1255 |  |  |  | 0.32581
| 2040 | 1.2007 |  |  |  | 1.24 |  | 2.2908 | 0.79658 | 0.8627 | 1.61 |  | 1.0774 |  |  |  | 0.26327
| 2050 | 1.2375 |  |  |  | 1.24 | [6 empty] | 1.0642 |  |  |  | 0.20425
Cost per energy unit (New) [R/kWh]
| 2016 | [15 empty] | 0
| 2030 |  |  | 1.5943 | 3.705 |  | 0.59669 |  | 0.54469 | [7 empty] | 0.16228
| 2040 |  |  | 1.5478 | 4.0607 |  | 0.62305 |  | 0.5324 | 1.6717 | [6 empty] | 0.48751
| 2050 |  |  | 1.5102 | 4.2246 |  | 0.63092 |  | 0.56132 | 1.7213 | [6 empty] | 0.6695
| Cost per energy unit (All) in R/kWh | [15 empty] | Wholesale tariff | Tariff w/o CO2 | Tariff w CO2
| 2016 | 0.50656 | 0.20487 | 0.95 | 2.7719 | 0.3 | 0.90627 | 3.2073 | 1.7 |  | 1.6491 |  | 0.15606 |  |  |  | 0.537 | 0.837 | 0.94267
| 2030 | 0.71966 | 0.20579 | 1.2276 | 3.7629 | 0.3148 | 0.63845 | 2.4586 | 0.75082 | 0.86614 | 1.6342 |  | 0.82842 |  |  |  | 0.76572 | 1.0657 | 1.1434
| 2040 | 0.9615 | 0.20955 | 1.47 | 4.066 | 0.31593 | 0.62305 | 2.4589 | 0.55436 | 1.5244 | 1.6342 |  | 0.77392 |  |  |  | 0.84922 | 1.1492 | 1.1858
| 2050 | 1.2509 |  | 1.4743 | 4.2246 | 0.31659 | 0.63092 |  | 0.56132 | 1.7213 | 1.65 |  | 0.7722 |  |  |  | 0.8985 | 1.1985 | 1.2223
Localised jobs
| Capex - direct (committed + new build) | Coal | Nuclear | Gas | Peaking | Hydro | Wind | CSP | Solar PV | Biogas | Biomass | DR | Pumped storage | Other Storage | Hydro (incl. PS) | Biomass/-gas | TOTAL
| 2016 | 0 | 0 | 0 | 0 | 0 | 0 | 0 | 0 | 0 | 0 | 0 | 0 | 0 | 0 | 0 | 0
| 2030 | 17416.8229 | 0 | 244.6971 | 2515.1657 | 0 | 7497.1429 | 1578.5714 | 5251.9314 | 0 | 0 | 0 | 0 | 0 | 0 | 0 | 34504.3314
| 2040 | 24383.552 | 0 | 2740.608 | 8710.416 | 0 | 26176 | 2210 | 35169.504 | 0 | 0 | 0 | 0 | 0 | 0 | 0 | 99390.08
| 2050 | 24383.552 | 0 | 5481.216 | 12108.096 | 0 | 38080 | 0 | 48221.6 | 0 | 0 | 0 | 0 | 0 | 0 | 0 | 128274.464
| Opex - direct (existing, committed, new build) | Coal | Nuclear | Gas | Peaking | Hydro | Wind | CSP | Solar PV | Biogas | Biomass | DR | Pumped storage | Other Storage | Hydro (incl. PS) | Biomass/-gas | TOTAL
| 2016 | 47107.1648 | 1194.2542 | 24.1945 | 64.778 | 0 | 539.5806 | 118.4811 | 290.2995 | 0 | 0 | 0 | 0 | 0 | 0 | 0 | 49338.7527
| 2030 | 45163.6037 | 1181.1064 | 125.1713 | 123.6699 | 0 | 6806.4961 | 656.8842 | 1935.0657 | 0 | 0 | 0 | 0 | 0 | 0 | 0 | 55991.9973
| 2040 | 23020.0456 | 1129.7865 | 551.2591 | 246.5787 | 0 | 15053.6967 | 658.2435 | 7687.5178 | 0 | 0 | 0 | 0 | 0 | 0 | 0 | 48347.1277
| 2050 | 14174.8938 | 0 | 1126.4332 | 317.0322 | 0 | 21626.3349 | 0 | 9254.8328 | 0 | 0 | 0 | 0 | 0 | 0 | 0 | 46499.5269
| Capex - suppliers (committed + new build) | Coal | Nuclear | Gas | Peaking | Hydro | Wind | CSP | Solar PV | Biogas | Biomass | DR | Pumped storage | Other Storage | Hydro (incl. PS) | Biomass/-gas | TOTAL
| 2016 | 0 | 0 | 0 | 0 | 0 | 0 | 0 | 0 | 0 | 0 | 0 | 0 | 0 | 0 | 0 | 0
| 2030 | 3771.1329 | 0 | 41.8286 | 429.9429 | 0 | 5105.8857 | 546.4286 | 2963.2457 | 0 | 0 | 0 | 0 | 0 | 0 | 0 | 12858.4643
| 2040 | 5712.064 | 0 | 468.48 | 1488.96 | 0 | 17996 | 765 | 19843.344 | 0 | 0 | 0 | 0 | 0 | 0 | 0 | 46273.848
| 2050 | 5712.064 | 0 | 936.96 | 2069.76 | 0 | 26180 | 0 | 27207.6 | 0 | 0 | 0 | 0 | 0 | 0 | 0 | 62106.384
| Opex - suppliers (existing, committed, new build) | Coal | Nuclear | Gas | Peaking | Hydro | Wind | CSP | Solar PV | Biogas | Biomass | DR | Pumped storage | Other Storage | Hydro (incl. PS) | Biomass/-gas | TOTAL
|  | 29441.978 | 176.9265 | 4.5365 | 12.1459 | 0 | 17.986 | 13.6709 | 47.5036 | 0 | 0 | 0 | 0 | 0 | 0 | 0 | 29714.7474
|  | 28227.2523 | 174.9787 | 23.4696 | 23.1881 | 0 | 226.8832 | 75.7943 | 316.6471 | 0 | 0 | 0 | 0 | 0 | 0 | 0 | 29068.2134
|  | 14387.5285 | 167.3758 | 103.3611 | 46.2335 | 0 | 501.7899 | 75.9512 | 1257.9575 | 0 | 0 | 0 | 0 | 0 | 0 | 0 | 16540.1973
|  | 8859.3086 | 0 | 211.2062 | 59.4435 | 0 | 720.8778 | 0 | 1514.4272 | 0 | 0 | 0 | 0 | 0 | 0 | 0 | 11365.2634
| Total | Coal | Nuclear | Gas | Peaking | Hydro | Wind | CSP | Solar PV | Biogas | Biomass | DR | Pumped storage | Other Storage | Hydro (incl. PS) | Biomass/-gas | TOTAL
|  | 76549.1428 | 1371.1807 | 28.7309 | 76.9239 | 0 | 557.5666 | 132.152 | 337.803 | 0 | 0 | 0 | 0 | 0 | 0 | 0 | 79053.5001
|  | 94578.8118 | 1356.0851 | 435.1666 | 3091.9666 | 0 | 19636.4079 | 2857.6785 | 10466.8899 | 0 | 0 | 0 | 0 | 0 | 0 | 0 | 132423.0064
|  | 67503.19 | 1297.1622 | 3863.7082 | 10492.1882 | 0 | 59727.4866 | 3709.1946 | 63958.3232 | 0 | 0 | 0 | 0 | 0 | 0 | 0 | 210551.2531
|  | 53129.8185 | 0 | 7755.8154 | 14554.3317 | 0 | 86607.2127 | 0 | 86198.46 | 0 | 0 | 0 | 0 | 0 | 0 | 0 | 248245.6383

## NuclearPhasing
Base Case
|  | Generator | Year | Units | Installed Cap (MW) | Units Built | Capacity Built | 2037 | 2039 | 2041 | 2044 | 2045 | 2046 | 2047 | 2048 | 2049 | 2050 | 2051 | 2052 | 2053 | 2054 | 2055 | 2056 | 2057 | 2058 | 2059 | 2060 | [8 empty] | Total CAPEX
[8 empty] | 2037: mR for 1st unit | [8 empty] | [bR]
|  | Nuclear_IRP2016 | 2016 | 0 | 0 | 0 | 0 | [28 empty] | 0
|  | Nuclear_IRP2016 | 2017 | 0 | 0 | 0 | 0 | [28 empty] | 0
|  | Nuclear_IRP2016 | 2018 | 0 | 0 | 0 | 0 | [28 empty] | 0
|  | Nuclear_IRP2016 | 2019 | 0 | 0 | 0 | 0 | [28 empty] | 0
|  | Nuclear_IRP2016 | 2020 | 0 | 0 | 0 | 0 | [28 empty] | 0
|  | Nuclear_IRP2016 | 2021 | 0 | 0 | 0 | 0 | [28 empty] | 0
|  | Nuclear_IRP2016 | 2022 | 0 | 0 | 0 | 0 | [28 empty] | 0
|  | Nuclear_IRP2016 | 2023 | 0 | 0 | 0 | 0 | [28 empty] | 0
|  | Nuclear_IRP2016 | 2024 | 0 | 0 | 0 | 0 | [28 empty] | 0
|  | Nuclear_IRP2016 | 2025 | 0 | 0 | 0 | 0 | [28 empty] | 0
|  | Nuclear_IRP2016 | 2026 | 0 | 0 | 0 | 0 | [28 empty] | 0
|  | Nuclear_IRP2016 | 2027 | 0 | 0 | 0 | 0 | [28 empty] | 0
|  | Nuclear_IRP2016 | 2028 | 0 | 0 | 0 | 0 | [28 empty] | 0
|  | Nuclear_IRP2016 | 2029 | 0 | 0 | 0 | 0 | [28 empty] | 0
|  | Nuclear_IRP2016 | 2030 | 0 | 0 | 0 | 0 | [28 empty] | 0
|  | Nuclear_IRP2016 | 2031 | 0 | 0 | 0 | 0 | [28 empty] | 0
|  | Nuclear_IRP2016 | 2032 | 0 | 0 | 0 | 0 | [28 empty] | 0
|  | Nuclear_IRP2016 | 2033 | 0 | 0 | 0 | 0 | [28 empty] | 0
|  | Nuclear_IRP2016 | 2034 | 0 | 0 | 0 | 0 | [28 empty] | 0
|  | Nuclear_IRP2016 | 2035 | 0 | 0 | 0 | 0 | [28 empty] | 0
|  | Nuclear_IRP2016 | 2036 | 0 | 0 | 0 | 0 | [28 empty] | 0
|  | Nuclear_IRP2016 | 2037 | 1 | 1359 | 1 | 1359 | 2037: 8535.3686 | [8 empty] | 8.5354
|  | Nuclear_IRP2016 | 2038 | 1 | 1359 | 0 | 0 | 2037: 8535.3686 | [8 empty] | 8.5354
|  | Nuclear_IRP2016 | 2039 | 2 | 2718 | 1 | 1359 | 2037: 8535.3686; 2039: 8535.3686 | [8 empty] | 17.0707
|  | Nuclear_IRP2016 | 2040 | 2 | 2718 | 0 | 0 | 2037: 8535.3686; 2039: 8535.3686 | [8 empty] | 17.0707
|  | Nuclear_IRP2016 | 2041 | 5 | 6795 | 3 | 4077 | 2037: 8535.3686; 2039: 8535.3686; 2041: 25606.1058 | [8 empty] | 42.6768
|  | Nuclear_IRP2016 | 2042 | 5 | 6795 | 0 | 0 | 2037: 8535.3686; 2039: 8535.3686; 2041: 25606.1058 | [8 empty] | 42.6768
|  | Nuclear_IRP2016 | 2043 | 5 | 6795 | 0 | 0 | 2037: 8535.3686; 2039: 8535.3686; 2041: 25606.1058 | [8 empty] | 42.6768
|  | Nuclear_IRP2016 | 2044 | 6 | 8154 | 1 | 1359 | 2037: 8535.3686; 2039: 8535.3686; 2041: 25606.1058; 2044: 8535.3686 | [8 empty] | 51.2122
|  | Nuclear_IRP2016 | 2045 | 8 | 10872 | 2 | 2718 | 2037: 8535.3686; 2039: 8535.3686; 2041: 25606.1058; 2044: 8535.3686; 2045: 17070.7372 | [8 empty] | 68.2829
|  | Nuclear_IRP2016 | 2046 | 9 | 12231 | 1 | 1359 | 2037: 8535.3686; 2039: 8535.3686; 2041: 25606.1058; 2044: 8535.3686; 2045: 17070.7372; 2046: 8535.3686 | [8 empty] | 76.8183
|  | Nuclear_IRP2016 | 2047 | 10 | 13590 | 1 | 1359 | 2037: 8535.3686; 2039: 8535.3686; 2041: 25606.1058; 2044: 8535.3686; 2045: 17070.7372; 2046: 8535.3686; 2047: 8535.3686 | [8 empty] | 85.3537
|  | Nuclear_IRP2016 | 2048 | 12 | 16308 | 2 | 2718 | 2037: 8535.3686; 2039: 8535.3686; 2041: 25606.1058; 2044: 8535.3686; 2045: 17070.7372; 2046: 8535.3686; 2047: 8535.3686; 2048: 17070.7372 | [8 empty] | 102.4244
|  | Nuclear_IRP2016 | 2049 | 13 | 17667 | 1 | 1359 | 2037: 8535.3686; 2039: 8535.3686; 2041: 25606.1058; 2044: 8535.3686; 2045: 17070.7372; 2046: 8535.3686; 2047: 8535.3686; 2048: 17070.7372; 2049: 8535.3686 | [8 empty] | 110.9598
|  | Nuclear_IRP2016 | 2050 | 15 | 20385 | 2 | 2718 | 2037: 8535.3686; 2039: 8535.3686; 2041: 25606.1058; 2044: 8535.3686; 2045: 17070.7372; 2046: 8535.3686; 2047: 8535.3686; 2048: 17070.7372; 2049: 8535.3686; 2050: 17070.7372 | [8 empty] | 128.0305
[7 empty] | 47315.8931 | 2037: 47311.8531
Cash profile for each nuclear unit
|  |  | Capital phasing | Capital phasing |  | Annualised overnight cost | Total annualised R/kW/a
|  |  | [%] | R/kW |  | R/kW/a
-7 | ./. | 8.2% | 5% | 2940.7408 |  | 243.291 | 243.291 | 2037: 0
-6 | a | 60 | 5% | 2940.7408 |  | 243.291 | 486.582 | 2037: 0
-5 | R/kW | 58814.8159 | 15% | 8822.2224 |  | 729.873 | 1216.455 | 2037: 0
-4 |  |  | 15% | 8822.2224 |  | 729.873 | 1946.328 | 2037: 0
-3 |  |  | 20% | 11762.9632 |  | 973.164 | 2919.492 | 2037: 0
-2 |  |  | 20% | 11762.9632 |  | 973.164 | 3892.656 | 2037: 0
-1 |  |  | 10% | 5881.4816 |  | 486.582 | 4379.238 | 2037: 0
0 |  |  | 10% | 5881.4816 |  | 486.582 | 4865.82 | 2037: 6280.6244
1 | [6 empty] | 4865.82 | 2037: 6280.6244
2 | [6 empty] | 4865.82 | 2037: 6280.6244
3 | [6 empty] | 4865.82 | 2037: 6280.6244
4 | [6 empty] | 4865.82 | 2037: 6280.6244
5 | [6 empty] | 4865.82 | 2037: 6280.6244
6 | [6 empty] | 4865.82 | 2037: 6280.6244
7 | [6 empty] | 4865.82 | 2037: 6280.6244
8 | [6 empty] | 4865.82 | 2037: 6280.6244
9 | [6 empty] | 4865.82 | 2037: 6280.6244
10 | [6 empty] | 4865.82 | 2037: 6280.6244
11 | [6 empty] | 4865.82 | 2037: 6280.6244
12 | [6 empty] | 4865.82 | 2037: 6280.6244
13 | [6 empty] | 4865.82 | 2037: 6280.6244
14 | [6 empty] | 4865.82 | 2037: 6280.6244
15 | [6 empty] | 4865.82 | 2037: 6280.6244
16 | [6 empty] | 4865.82 | 2037: 6280.6244
17 | [6 empty] | 4865.82 | 2037: 6280.6244
18 | [6 empty] | 4865.82 | 2037: 6280.6244
19 | [6 empty] | 4865.82 | 2037: 6280.6244
20 | [6 empty] | 4865.82 | 2037: 6280.6244
21 | [6 empty] | 4865.82 | 2037: 6280.6244
22 | [6 empty] | 4865.82 | 2037: 6280.6244
23 | [6 empty] | 4865.82 | 2037: 6280.6244
24 | [6 empty] | 4865.82 | 2037: 6280.6244
25 | [6 empty] | 4865.82 | 2037: 6280.6244
26 | [6 empty] | 4865.82 | 2037: 6280.6244
27 | [6 empty] | 4865.82 | 2037: 6280.6244
28 | [6 empty] | 4865.82 | 2037: 6280.6244
29 | [6 empty] | 4865.82 | 2037: 6280.6244
30 | [6 empty] | 4865.82 | 2037: 6280.6244
31 | [6 empty] | 4865.82 | 2037: 6280.6244
32 | [6 empty] | 4865.82 | 2037: 6280.6244
33 | [6 empty] | 4865.82 | 2037: 6280.6244
34 | [6 empty] | 4865.82 | 2037: 6280.6244
35 | [6 empty] | 4865.82 | 2037: 6280.6244
36 | [6 empty] | 4865.82 | 2037: 6280.6244
37 | [6 empty] | 4865.82 | 2037: 6280.6244
38 | [6 empty] | 4865.82 | 2037: 6280.6244
39 | [6 empty] | 4865.82 | 2037: 6280.6244
40 | [6 empty] | 4865.82 | 2037: 6280.6244
41 | [6 empty] | 4865.82 | 2037: 6280.6244
42 | [6 empty] | 4865.82 | 2037: 6280.6244
43 | [6 empty] | 4865.82 | 2037: 6280.6244
44 | [6 empty] | 4865.82 | 2037: 6280.6244
45 | [6 empty] | 4865.82 | 2037: 6280.6244
46 | [6 empty] | 4865.82 | 2037: 6280.6244
47 | [6 empty] | 4865.82 | 2037: 6280.6244
48 | [6 empty] | 4865.82 | 2037: 6280.6244
49 | [6 empty] | 4865.82 | 2037: 6280.6244
50 | [6 empty] | 4865.82 | 2037: 6280.6244
51 | [6 empty] | 4865.82 | 2037: 6280.6244
52 | [6 empty] | 4865.82 | 2037: 6280.6244
53 | [5 empty] | -250.0426 | 4750.81 | 2037: 6280.6244
54 | [5 empty] | -250.0426 | 4500.7673 | 2037: 6280.6244
55 | [5 empty] | -750.1279 | 3750.6394 | 2037: 6280.6244
56 | [5 empty] | -750.1279 | 3000.5116 | 2037: 6280.6244
57 | [5 empty] | -1000.1705 | 2000.341 | 2037: 6280.6244
58 | [5 empty] | -1000.1705 | 1000.1705 | 2037: 6280.6244
59 | [5 empty] | -500.0853 | 500.0853 | 2037: 6280.6244
Carbon Budget | bar: 2059
|  | Generator | Year | Units | Installed Cap (MW) | Units Built | Capacity Built | 2026 | 2028 | 2030 | 2031 | 2033 | 2034 | 2036 | 2037 | 2038 | 2039 | 2041 | 2042 | 2043 | 2044 | 2046 | 2047 | 2048 | 2049 | 2051 | 2052 | 2053 | 2054 | 2055 | 2056 | 2057 | 2058 | 2059 | 2060 | Total CAPEX
[8 empty] | 2026: mR for 1st unit | [bR]
|  | Nuclear_IRP2016 | 2016 | 0 | 0 | 0 | 0 | [28 empty] | 0
|  | Nuclear_IRP2016 | 2017 | 0 | 0 | 0 | 0 | [28 empty] | 0
|  | Nuclear_IRP2016 | 2018 | 0 | 0 | 0 | 0 | [28 empty] | 0
|  | Nuclear_IRP2016 | 2019 | 0 | 0 | 0 | 0 | 2026: 330.6325 | 0.33063
|  | Nuclear_IRP2016 | 2020 | 0 | 0 | 0 | 0 | 2026: 661.2649 | 0.66126
|  | Nuclear_IRP2016 | 2021 | 0 | 0 | 0 | 0 | 2026: 1653.1624; 2028: 661.2649 | 2.3144
|  | Nuclear_IRP2016 | 2022 | 0 | 0 | 0 | 0 | 2026: 2645.0598; 2028: 1322.5299 | 3.9676
|  | Nuclear_IRP2016 | 2023 | 0 | 0 | 0 | 0 | 2026: 3967.5897; 2028: 3306.3247; 2030: 330.6325 | 7.6045
|  | Nuclear_IRP2016 | 2024 | 0 | 0 | 0 | 0 | 2026: 5290.1196; 2028: 5290.1196; 2030: 661.2649; 2031: 330.6325 | 11.5721
|  | Nuclear_IRP2016 | 2025 | 0 | 0 | 0 | 0 | 2026: 5951.3845; 2028: 7935.1793; 2030: 1653.1624; 2031: 661.2649 | 16.201
|  | Nuclear_IRP2016 | 2026 | 1 | 1359 | 1 | 1359 | 2026: 6612.6494; 2028: 10580.2391; 2030: 2645.0598; 2031: 1653.1624; 2033: 330.6325 | 21.8217
|  | Nuclear_IRP2016 | 2027 | 1 | 1359 | 0 | 0 | 2026: 6612.6494; 2028: 11902.769; 2030: 3967.5897; 2031: 2645.0598; 2033: 661.2649; 2034: 330.6325 | 26.12
|  | Nuclear_IRP2016 | 2028 | 3 | 4077 | 2 | 2718 | 2026: 6612.6494; 2028: 13225.2989; 2030: 5290.1196; 2031: 3967.5897; 2033: 1653.1624; 2034: 661.2649 | 31.4101
|  | Nuclear_IRP2016 | 2029 | 3 | 4077 | 0 | 0 | 2026: 6612.6494; 2028: 13225.2989; 2030: 5951.3845; 2031: 5290.1196; 2033: 2645.0598; 2034: 1653.1624 | 35.3777
|  | Nuclear_IRP2016 | 2030 | 4 | 5436 | 1 | 1359 | 2026: 6612.6494; 2028: 13225.2989; 2030: 6612.6494; 2031: 5951.3845; 2033: 3967.5897; 2034: 2645.0598 | 39.0146
|  | Nuclear_IRP2016 | 2031 | 5 | 6795 | 1 | 1359 | 2026: 6612.6494; 2028: 13225.2989; 2030: 6612.6494; 2031: 6612.6494; 2033: 5290.1196; 2034: 3967.5897 | 42.321
|  | Nuclear_IRP2016 | 2032 | 5 | 6795 | 0 | 0 | 2026: 6612.6494; 2028: 13225.2989; 2030: 6612.6494; 2031: 6612.6494; 2033: 5951.3845; 2034: 5290.1196 | 44.3048
|  | Nuclear_IRP2016 | 2033 | 6 | 8154 | 1 | 1359 | 2026: 6612.6494; 2028: 13225.2989; 2030: 6612.6494; 2031: 6612.6494; 2033: 6612.6494; 2034: 5951.3845 | 45.6273
|  | Nuclear_IRP2016 | 2034 | 7 | 9513 | 1 | 1359 | 2026: 6612.6494; 2028: 13225.2989; 2030: 6612.6494; 2031: 6612.6494; 2033: 6612.6494; 2034: 6612.6494 | 46.2885
|  | Nuclear_IRP2016 | 2035 | 7 | 9513 | 0 | 0 | 2026: 6612.6494; 2028: 13225.2989; 2030: 6612.6494; 2031: 6612.6494; 2033: 6612.6494; 2034: 6612.6494 | 46.2885
|  | Nuclear_IRP2016 | 2036 | 8 | 10872 | 1 | 1359 | 2026: 6612.6494; 2028: 13225.2989; 2030: 6612.6494; 2031: 6612.6494; 2033: 6612.6494; 2034: 6612.6494; 2036: 8535.3686 | 54.8239
|  | Nuclear_IRP2016 | 2037 | 9 | 12231 | 1 | 1359 | 2026: 6612.6494; 2028: 13225.2989; 2030: 6612.6494; 2031: 6612.6494; 2033: 6612.6494; 2034: 6612.6494; 2036: 8535.3686; 2037: 8535.3686 | 63.3593
|  | Nuclear_IRP2016 | 2038 | 10 | 13590 | 1 | 1359 | 2026: 6612.6494; 2028: 13225.2989; 2030: 6612.6494; 2031: 6612.6494; 2033: 6612.6494; 2034: 6612.6494; 2036: 8535.3686; 2037: 8535.3686; 2038: 8535.3686 | 71.8947
|  | Nuclear_IRP2016 | 2039 | 11 | 14949 | 1 | 1359 | 2026: 6612.6494; 2028: 13225.2989; 2030: 6612.6494; 2031: 6612.6494; 2033: 6612.6494; 2034: 6612.6494; 2036: 8535.3686; 2037: 8535.3686; 2038: 8535.3686; 2039: 8535.3686 | 80.43
|  | Nuclear_IRP2016 | 2040 | 11 | 14949 | 0 | 0 | 2026: 6612.6494; 2028: 13225.2989; 2030: 6612.6494; 2031: 6612.6494; 2033: 6612.6494; 2034: 6612.6494; 2036: 8535.3686; 2037: 8535.3686; 2038: 8535.3686; 2039: 8535.3686 | 80.43
|  | Nuclear_IRP2016 | 2041 | 12 | 16308 | 1 | 1359 | 2026: 6612.6494; 2028: 13225.2989; 2030: 6612.6494; 2031: 6612.6494; 2033: 6612.6494; 2034: 6612.6494; 2036: 8535.3686; 2037: 8535.3686; 2038: 8535.3686; 2039: 8535.3686; 2041: 8535.3686 | 88.9654
|  | Nuclear_IRP2016 | 2042 | 13 | 17667 | 1 | 1359 | 2026: 6612.6494; 2028: 13225.2989; 2030: 6612.6494; 2031: 6612.6494; 2033: 6612.6494; 2034: 6612.6494; 2036: 8535.3686; 2037: 8535.3686; 2038: 8535.3686; 2039: 8535.3686; 2041: 8535.3686; 2042: 8535.3686 | 97.5008
|  | Nuclear_IRP2016 | 2043 | 14 | 19026 | 1 | 1359 | 2026: 6612.6494; 2028: 13225.2989; 2030: 6612.6494; 2031: 6612.6494; 2033: 6612.6494; 2034: 6612.6494; 2036: 8535.3686; 2037: 8535.3686; 2038: 8535.3686; 2039: 8535.3686; 2041: 8535.3686; 2042: 8535.3686; 2043: 8535.3686 | 106.0361
|  | Nuclear_IRP2016 | 2044 | 15 | 20385 | 1 | 1359 | 2026: 6612.6494; 2028: 13225.2989; 2030: 6612.6494; 2031: 6612.6494; 2033: 6612.6494; 2034: 6612.6494; 2036: 8535.3686; 2037: 8535.3686; 2038: 8535.3686; 2039: 8535.3686; 2041: 8535.3686; 2042: 8535.3686; 2043: 8535.3686; 2044: 8535.3686 | 114.5715
|  | Nuclear_IRP2016 | 2045 | 15 | 20385 | 0 | 0 | 2026: 6612.6494; 2028: 13225.2989; 2030: 6612.6494; 2031: 6612.6494; 2033: 6612.6494; 2034: 6612.6494; 2036: 8535.3686; 2037: 8535.3686; 2038: 8535.3686; 2039: 8535.3686; 2041: 8535.3686; 2042: 8535.3686; 2043: 8535.3686; 2044: 8535.3686 | 114.5715
|  | Nuclear_IRP2016 | 2046 | 16 | 21744 | 1 | 1359 | 2026: 6612.6494; 2028: 13225.2989; 2030: 6612.6494; 2031: 6612.6494; 2033: 6612.6494; 2034: 6612.6494; 2036: 8535.3686; 2037: 8535.3686; 2038: 8535.3686; 2039: 8535.3686; 2041: 8535.3686; 2042: 8535.3686; 2043: 8535.3686; 2044: 8535.3686; 2046: 8535.3686 | 123.1069
|  | Nuclear_IRP2016 | 2047 | 17 | 23103 | 1 | 1359 | 2026: 6612.6494; 2028: 13225.2989; 2030: 6612.6494; 2031: 6612.6494; 2033: 6612.6494; 2034: 6612.6494; 2036: 8535.3686; 2037: 8535.3686; 2038: 8535.3686; 2039: 8535.3686; 2041: 8535.3686; 2042: 8535.3686; 2043: 8535.3686; 2044: 8535.3686; 2046: 8535.3686; 2047: 8535.3686 | 131.6422
|  | Nuclear_IRP2016 | 2048 | 18 | 24462 | 1 | 1359 | 6612.6494 | 13225.2989 | 6612.6494 | 6612.6494 | 6612.6494 | 6612.6494 | 8535.3686 | 8535.3686 | 8535.3686 | 8535.3686 | 8535.3686 | 8535.3686 | 8535.3686 | 8535.3686 | 8535.3686 | 8535.3686 | 8535.3686 | [11 empty] | 140.1776
|  | Nuclear_IRP2016 | 2049 | 19 | 25821 | 1 | 1359 | 6612.6494 | 13225.2989 | 6612.6494 | 6612.6494 | 6612.6494 | 6612.6494 | 8535.3686 | 8535.3686 | 8535.3686 | 8535.3686 | 8535.3686 | 8535.3686 | 8535.3686 | 8535.3686 | 8535.3686 | 8535.3686 | 8535.3686 | 8535.3686 | [10 empty] | 148.713
|  | Nuclear_IRP2016 | 2050 | 19 | 25821 | 0 | 0 | 6612.6494 | 13225.2989 | 6612.6494 | 6612.6494 | 6612.6494 | 6612.6494 | 8535.3686 | 8535.3686 | 8535.3686 | 8535.3686 | 8535.3686 | 8535.3686 | 8535.3686 | 8535.3686 | 8535.3686 | 8535.3686 | 8535.3686 | 8535.3686 | [10 empty] | 148.713
[6 empty] | 47315.8931 | 47311.8531
Cash profile for each nuclear unit
|  |  | Capital phasing | Capital phasing | Annualised overnight cost | Total annualised R/kW/a
|  |  | [%] | R/kW | R/kW/a
-7 | ./. | 8.2% | 5% | 2940.7408 | 243.291 | 243.291 | 0
-6 | a | 60 | 5% | 2940.7408 | 243.291 | 486.582 | 0
-5 | R/kW | 58814.8159 | 15% | 8822.2224 | 729.873 | 1216.455 | 0
-4 |  |  | 15% | 8822.2224 | 729.873 | 1946.328 | 0
-3 |  |  | 20% | 11762.9632 | 973.164 | 2919.492 | 0
-2 |  |  | 20% | 11762.9632 | 973.164 | 3892.656 | 0
-1 |  |  | 10% | 5881.4816 | 486.582 | 4379.238 | 0
0 |  |  | 10% | 5881.4816 | 486.582 | 4865.82 | 6280.6244
1 | [5 empty] | 4865.82 | 6280.6244
2 | [5 empty] | 4865.82 | 6280.6244
3 | [5 empty] | 4865.82 | 6280.6244
4 | [5 empty] | 4865.82 | 6280.6244
5 | [5 empty] | 4865.82 | 6280.6244
6 | [5 empty] | 4865.82 | 6280.6244
7 | [5 empty] | 4865.82 | 6280.6244
8 | [5 empty] | 4865.82 | 6280.6244
9 | [5 empty] | 4865.82 | 6280.6244
10 | [5 empty] | 4865.82 | 6280.6244
11 | [5 empty] | 4865.82 | 6280.6244
12 | [5 empty] | 4865.82 | 6280.6244
13 | [5 empty] | 4865.82 | 6280.6244
14 | [5 empty] | 4865.82 | 6280.6244
15 | [5 empty] | 4865.82 | 6280.6244
16 | [5 empty] | 4865.82 | 6280.6244
17 | [5 empty] | 4865.82 | 6280.6244
18 | [5 empty] | 4865.82 | 6280.6244
19 | [5 empty] | 4865.82 | 6280.6244
20 | [5 empty] | 4865.82 | 6280.6244
21 | [5 empty] | 4865.82 | 6280.6244
22 | [5 empty] | 4865.82 | 6280.6244
23 | [5 empty] | 4865.82 | 6280.6244
24 | [5 empty] | 4865.82 | 6280.6244
25 | [5 empty] | 4865.82 | 6280.6244
26 | [5 empty] | 4865.82 | 6280.6244
27 | [5 empty] | 4865.82 | 6280.6244
28 | [5 empty] | 4865.82 | 6280.6244
29 | [5 empty] | 4865.82 | 6280.6244
30 | [5 empty] | 4865.82 | 6280.6244
31 | [5 empty] | 4865.82 | 6280.6244
32 | [5 empty] | 4865.82 | 6280.6244
33 | [5 empty] | 4865.82 | 6280.6244
34 | [5 empty] | 4865.82 | 6280.6244
35 | [5 empty] | 4865.82 | 6280.6244
36 | [5 empty] | 4865.82 | 6280.6244
37 | [5 empty] | 4865.82 | 6280.6244
38 | [5 empty] | 4865.82 | 6280.6244
39 | [5 empty] | 4865.82 | 6280.6244
40 | [5 empty] | 4865.82 | 6280.6244
41 | [5 empty] | 4865.82 | 6280.6244
42 | [5 empty] | 4865.82 | 6280.6244
43 | [5 empty] | 4865.82 | 6280.6244
44 | [5 empty] | 4865.82 | 6280.6244
45 | [5 empty] | 4865.82 | 6280.6244
46 | [5 empty] | 4865.82 | 6280.6244
47 | [5 empty] | 4865.82 | 6280.6244
48 | [5 empty] | 4865.82 | 6280.6244
49 | [5 empty] | 4865.82 | 6280.6244
50 | [5 empty] | 4865.82 | 6280.6244
51 | [5 empty] | 4865.82 | 6280.6244
52 | [5 empty] | 4865.82 | 6280.6244
53 |  |  |  |  | -250.0426 | 4750.81 | 6280.6244
54 |  |  |  |  | -250.0426 | 4500.7673 | 6280.6244
55 |  |  |  |  | -750.1279 | 3750.6394 | 6280.6244
56 |  |  |  |  | -750.1279 | 3000.5116 | 6280.6244
57 |  |  |  |  | -1000.1705 | 2000.341 | 6280.6244
58 |  |  |  |  | -1000.1705 | 1000.1705 | 6280.6244
59 |  |  |  |  | -500.0853 | 500.0853 | 6280.6244